## UNIT COST
S/N | ITEM | UNIT | UNIT COST
1 | Load cables: 16 mm² Three Core Flex nGS, PVC, PCP/EPR Cable | unit
2 | Gel deep cycle Battery | units
3 | Monocrystalline 300 watts Solar Panel | units
4 | 80amp MPPT Solar Charge Controller | unit
5 | 90v -250v Surge protection | unit
6 | Solar array stand | unit
7 | Concrete base for solar array stand. | unit
Installation (MCB, Battery cables, Load cables, solar array cables, …) i.e. :
8 | AC MCB 120 amps | pc
9 | DC MCB 120 amps | pc
10 | DC PV Disconnect 120 amps | pc
11 | Changeover switch 160Amps | pc
12 | Battery cables – 35mm² Single Core Flex, PVC, PCP Cable | meter
13 | Load cables: 16 mm² Three Core Flex nGS, PVC, PCP/EPR Cable | meter
14 | Alternate supply cable 16 mm² three Core RHZ1 armored Cable. | meter
15 | Solar array cables: 25 mm² | meter
16 | 25 mm² bare single core grounding cable | meter
17 | Battery rack for deep cycle batteries | unit
18 | DC Combiner Box | unit
19 | Solar freezer | unit
20 | Distribution box | unit
21 | Air Conditioner | unit
22 | Solid rod Lightning arrestor | unit
23 | Full Grounding station | unit
24 | Inland transportation of all equipment to site | item
25 | Complete installation of all equipment | item
26 | Commisioning and testing | 1tem
27 | Automatic Voltage Regulator | unit
28 | Extractor fan | unit

## LOT 1. OYO
S/N | LGA | FACILITY |  | ITEM | QTY | UNIT | UNIT COST | TOTAL COST | CURRENCY | TOTAL COST
1 | IBADAN NORTH | GOVERNMENT CHEST HOSPITAL, JERICHO | 1 | Load cables: 16 mm² Three Core Flex nGS, PVC, PCP/EPR Cable | 0 | unit |  | 0
|  |  | 2 | Gel deep cycle Battery | 9 | units |  | 0
|  |  | 3 | Monocrystalline 300 watts Solar Panel | 18 | units |  | 0
|  |  | 4 | 80amp MPPT Solar Charge Controller | 1 | unit |  | 0
|  |  | 5 | 90v -250v Surge protection | 1 | unit |  | 0
|  |  | 6 | Solar array stand | 1 | unit |  | 0
|  |  | 7 | Concrete base for solar array stand. | 1 | unit |  | 0
|  |  |  | Installation (MCB, Battery cables, Load cables, solar array cables, …) i.e. : |  |  |  | 0
|  |  | 8 | AC MCB 120 amps | 1 | pc |  | 0
|  |  | 9 | DC MCB 120 amps | 1 | pc |  | 0
|  |  | 10 | DC PV Disconnect 120 amps | 1 | pc |  | 0
|  |  | 11 | Changeover switch 160Amps | 1 | pc |  | 0
|  |  | 12 | Battery cables – 35mm² Single Core Flex, PVC, PCP Cable | 20 | meter |  | 0
|  |  | 13 | Load cables: 16 mm² Three Core Flex nGS, PVC, PCP/EPR Cable | 35 | meter |  | 0
|  |  | 14 | Alternate supply cable 16 mm² three Core RHZ1 armored Cable. | 20 | meter |  | 0
|  |  | 15 | Solar array cables: 25 mm² | 40 | meter |  | 0
|  |  | 16 | 25 mm² bare single core grounding cable | 20 | meter |  | 0
|  |  | 17 | Battery rack for deep cycle batteries | 1 | unit |  | 0
|  |  | 18 | DC Combiner Box | 1 | unit |  | 0
|  |  | 19 | Solar freezer | 0 | unit |  | 0
|  |  | 20 | Distribution box | 1 | unit |  | 0
|  |  | 21 | Air Conditioner | 0 | unit |  | 0
|  |  | 22 | Solid rod Lightning arrestor | 1 | unit |  | 0
|  |  | 23 | Full Grounding station | 1 | unit |  | 0
|  |  | 24 | Inland transportation of all equipment to site | 1 | item |  | 0
|  |  | 25 | Complete installation of all equipment | 1 | item |  | 0
|  |  | 26 | Commisioning and testing | 1 | item |  | 0 |  | 0
2 | IBADAN SOUTHEAST | SAINT MARY'S CATHOLIC HOSPITAL ELETA | 1 | DC to AC Inverter | 1 | unit |  | 0
|  |  | 2 | Gel deep cycle Battery | 11 | units |  | 0
|  |  | 3 | Monocrystalline 300 watts Solar Panel | 18 | units |  | 0
|  |  | 4 | 80amp MPPT Solar Charge Controller | 1 | unit |  | 0
|  |  | 5 | 90v -250v Surge protection | 1 | unit |  | 0
|  |  | 6 | Solar array stand | 1 | unit |  | 0
|  |  | 7 | Concrete base for solar array stand. | 1 | unit |  | 0
|  |  |  | Installation (MCB, Battery cables, Load cables, solar array cables, …) i.e. : |  |  |  | 0
|  |  | 8 | AC MCB 120 amps | 1 | pc |  | 0
|  |  | 9 | DC MCB 120 amps | 1 | pc |  | 0
|  |  | 10 | DC PV Disconnect 120 amps | 1 | pc |  | 0
|  |  | 11 | Changeover switch 160Amps | 1 | pc |  | 0
|  |  | 12 | Battery cables – 35mm² Single Core Flex, PVC, PCP Cable | 20 | meter |  | 0
|  |  | 13 | Load cables: 16 mm² Three Core Flex nGS, PVC, PCP/EPR Cable | 35 | meter |  | 0
|  |  | 14 | Alternate supply cable 16 mm² three Core RHZ1 armored Cable. | 20 | meter |  | 0
|  |  | 15 | Solar array cables: 25 mm² | 40 | meter |  | 0
|  |  | 16 | 25 mm² bare single core grounding cable | 20 | meter |  | 0
|  |  | 17 | Battery rack for deep cycle batteries | 1 | unit |  | 0
|  |  | 18 | DC Combiner Box | 1 | unit |  | 0
|  |  | 19 | Solar freezer | 0 | unit |  | 0
|  |  | 20 | Distribution box | 1 | unit |  | 0
|  |  | 21 | Air Conditioner | 1 | unit |  | 0
|  |  | 22 | Solid rod Lightning arrestor | 1 | unit |  | 0
|  |  | 23 | Full Grounding station | 1 | unit |  | 0
|  |  | 24 | Inland transportation of all equipment to site | 1 | item |  | 0
|  |  | 25 | Complete installation of all equipment | 1 | item |  | 0
|  |  | 26 | Commisioning and testing | 1 | item |  | 0 |  | 0
3 | OGBOMOSO | STATE HOSPITAL OGBOMOSO | 1 | DC to AC Inverter | 1 | unit |  | 0
|  |  | 2 | Gel deep cycle Battery | 8 | units |  | 0
|  |  | 3 | Monocrystalline 300 watts Solar Panel | 18 | units |  | 0
|  |  | 4 | 80amp MPPT Solar Charge Controller | 1 | unit |  | 0
|  |  | 5 | 90v -250v Surge protection | 1 | unit |  | 0
|  |  | 6 | Solar array stand | 1 | unit |  | 0
|  |  | 7 | Concrete base for solar array stand. | 1 | unit |  | 0
|  |  |  | Installation (MCB, Battery cables, Load cables, solar array cables, …) i.e. : |  |  |  | 0
|  |  | 8 | AC MCB 120 amps | 1 | pc |  | 0
|  |  | 9 | DC MCB 120 amps | 1 | pc |  | 0
|  |  | 10 | DC PV Disconnect 120 amps | 1 | pc |  | 0
|  |  | 11 | Changeover switch 160Amps | 1 | pc |  | 0
|  |  | 12 | Battery cables – 35mm² Single Core Flex, PVC, PCP Cable | 20 | meter |  | 0
|  |  | 13 | Load cables: 16 mm² Three Core Flex nGS, PVC, PCP/EPR Cable | 35 | meter |  | 0
|  |  | 14 | Alternate supply cable 16 mm² three Core RHZ1 armored Cable. | 20 | meter |  | 0
|  |  | 15 | Solar array cables: 25 mm² | 40 | meter |  | 0
|  |  | 16 | 25 mm² bare single core grounding cable | 20 | meter |  | 0
|  |  | 17 | Battery rack for deep cycle batteries | 1 | unit |  | 0
|  |  | 18 | DC Combiner Box | 1 | unit |  | 0
|  |  | 19 | Solar freezer | 0 | unit |  | 0
|  |  | 20 | Distribution box | 1 | unit |  | 0
|  |  | 21 | Air Conditioner | 1 | unit |  | 0
|  |  | 22 | Solid rod Lightning arrestor | 1 | unit |  | 0
|  |  | 23 | Full Grounding station | 1 | unit |  | 0
|  |  | 24 | Inland transportation of all equipment to site | 1 | item |  | 0
|  |  | 25 | Complete installation of all equipment | 1 | item |  | 0
|  |  | 26 | Commisioning and testing |  | item |  | 0 |  | 0
4 | OYO EAST | STATE HOSPITAL OYO | 1 | DC to AC Inverter | 1 | unit |  | 0
|  |  | 2 | Gel deep cycle Battery | 12 | units |  | 0
|  |  | 3 | Monocrystalline 300 watts Solar Panel | 18 | units |  | 0
|  |  | 4 | 80amp MPPT Solar Charge Controller | 1 | unit |  | 0
|  |  | 5 | 90v -250v Surge protection | 1 | unit |  | 0
|  |  | 6 | Solar array stand | 1 | unit |  | 0
|  |  | 7 | Concrete base for solar array stand. | 1 | unit |  | 0
|  |  |  | Installation (MCB, Battery cables, Load cables, solar array cables, …) i.e. : |  |  |  | 0
|  |  | 8 | AC MCB 120 amps | 1 | pc |  | 0
|  |  | 9 | DC MCB 120 amps | 1 | pc |  | 0
|  |  | 10 | DC PV Disconnect 120 amps | 1 | pc |  | 0
|  |  | 11 | Changeover switch 160Amps | 1 | pc |  | 0
|  |  | 12 | Battery cables – 35mm² Single Core Flex, PVC, PCP Cable | 20 | meter |  | 0
|  |  | 13 | Load cables: 16 mm² Three Core Flex nGS, PVC, PCP/EPR Cable | 35 | meter |  | 0
|  |  | 14 | Alternate supply cable 16 mm² three Core RHZ1 armored Cable. | 20 | meter |  | 0
|  |  | 15 | Solar array cables: 25 mm² | 40 | meter |  | 0
|  |  | 16 | 25 mm² bare single core grounding cable | 20 | meter |  | 0
|  |  | 17 | Battery rack for deep cycle batteries | 1 | unit |  | 0
|  |  | 18 | DC Combiner Box | 1 | unit |  | 0
|  |  | 19 | Solar freezer | 0 | unit |  | 0
|  |  | 20 | Distribution box | 1 | unit |  | 0
|  |  | 21 | Air Conditioner | 1 | unit |  | 0
|  |  | 22 | Solid rod Lightning arrestor | 1 | unit |  | 0
|  |  | 23 | Full Grounding station | 1 | unit |  | 0
|  |  | 24 | Inland transportation of all equipment to site | 1 | item |  | 0
|  |  | 25 | Complete installation of all equipment | 1 | item |  | 0
|  |  | 26 | Commisioning and testing | 1 | item |  | 0 |  | 0
5 | IBADAN SOUTH EAST | STATE HOSPITAL RING ROAD | 1 | DC to AC Inverter | 1 | unit |  | 0
|  |  | 2 | Gel deep cycle Battery | 12 | units |  | 0
|  |  | 3 | Monocrystalline 300 watts Solar Panel | 18 | units |  | 0
|  |  | 4 | 80amp MPPT Solar Charge Controller | 1 | unit |  | 0
|  |  | 5 | 90v -250v Surge protection | 1 | unit |  | 0
|  |  | 6 | Solar array stand | 1 | unit |  | 0
|  |  | 7 | Concrete base for solar array stand. | 1 | unit |  | 0
|  |  |  | Installation (MCB, Battery cables, Load cables, solar array cables, …) i.e. : |  |  |  | 0
|  |  | 8 | AC MCB 120 amps | 1 | pc |  | 0
|  |  | 9 | DC MCB 120 amps | 1 | pc |  | 0
|  |  | 10 | DC PV Disconnect 120 amps | 1 | pc |  | 0
|  |  | 11 | Changeover switch 160Amps | 1 | pc |  | 0
|  |  | 12 | Battery cables – 35mm² Single Core Flex, PVC, PCP Cable | 20 | meter |  | 0
|  |  | 13 | Load cables: 16 mm² Three Core Flex nGS, PVC, PCP/EPR Cable | 35 | meter |  | 0
|  |  | 14 | Alternate supply cable 16 mm² three Core RHZ1 armored Cable. | 20 | meter |  | 0
|  |  | 15 | Solar array cables: 25 mm² | 40 | meter |  | 0
|  |  | 16 | 25 mm² bare single core grounding cable | 20 | meter |  | 0
|  |  | 17 | Battery rack for deep cycle batteries | 1 | unit |  | 0
|  |  | 18 | DC Combiner Box | 1 | unit |  | 0
|  |  | 19 | Solar freezer | 0 | unit |  | 0
|  |  | 20 | Distribution box | 1 | unit |  | 0
|  |  | 21 | Air Conditioner | 0 | unit |  | 0
|  |  | 22 | Solid rod Lightning arrestor | 1 | unit |  | 0
|  |  | 23 | Full Grounding station | 1 | unit |  | 0
|  |  | 24 | Inland transportation of all equipment to site | 1 | item |  | 0
|  |  | 25 | Complete installation of all equipment | 1 | item |  | 0
|  |  | 26 | Commisioning and testing | 1 | item |  | 0 |  | 0
6 | SAKI WEST | STATE HOSPITAL SAKI | 1 | DC to AC Inverter | 1 | unit |  | 0
|  |  | 2 | Gel deep cycle Battery | 8 | units |  | 0
|  |  | 3 | Monocrystalline 300 watts Solar Panel | 18 | units |  | 0
|  |  | 4 | 80amp MPPT Solar Charge Controller | 1 | unit |  | 0
|  |  | 5 | 90v -250v Surge protection | 1 | unit |  | 0
|  |  | 6 | Solar array stand | 1 | unit |  | 0
|  |  | 7 | Concrete base for solar array stand. | 1 | unit |  | 0
|  |  |  | Installation (MCB, Battery cables, Load cables, solar array cables, …) i.e. : |  |  |  | 0
|  |  | 8 | AC MCB 120 amps | 1 | pc |  | 0
|  |  | 9 | DC MCB 120 amps | 1 | pc |  | 0
|  |  | 10 | DC PV Disconnect 120 amps | 1 | pc |  | 0
|  |  | 11 | Changeover switch 160Amps | 1 | pc |  | 0
|  |  | 12 | Battery cables – 35mm² Single Core Flex, PVC, PCP Cable | 20 | meter |  | 0
|  |  | 13 | Load cables: 16 mm² Three Core Flex nGS, PVC, PCP/EPR Cable | 35 | meter |  | 0
|  |  | 14 | Alternate supply cable 16 mm² three Core RHZ1 armored Cable. | 20 | meter |  | 0
|  |  | 15 | Solar array cables: 25 mm² | 40 | meter |  | 0
|  |  | 16 | 25 mm² bare single core grounding cable | 20 | meter |  | 0
|  |  | 17 | Battery rack for deep cycle batteries | 1 | unit |  | 0
|  |  | 18 | DC Combiner Box | 1 | unit |  | 0
|  |  | 19 | Solar freezer | 0 | unit |  | 0
|  |  | 20 | Distribution box | 1 | unit |  | 0
|  |  | 21 | Air Conditioner | 0 | unit |  | 0
|  |  | 22 | Solid rod Lightning arrestor | 1 | unit |  | 0
|  |  | 23 | Full Grounding station | 1 | unit |  | 0
|  |  | 24 | Inland transportation of all equipment to site | 1 | item |  | 0
|  |  | 25 | Complete installation of all equipment | 1 | item |  | 0
|  |  | 26 | Commisioning and testing | 1 | item |  | 0 |  | 0
7 | IBADAN SOUTH WEST | UNIVERSITY COLLEDGE HOSPITAL | 1 | DC to AC Inverter | 1 | unit |  | 0
|  |  | 2 | Gel deep cycle Battery | 8 | units |  | 0
|  |  | 3 | Monocrystalline 300 watts Solar Panel | 18 | units |  | 0
|  |  | 4 | 80amp MPPT Solar Charge Controller | 1 | unit |  | 0
|  |  | 5 | 90v -250v Surge protection | 1 | unit |  | 0
|  |  | 6 | Solar array stand | 1 | unit |  | 0
|  |  | 7 | Concrete base for solar array stand. | 1 | unit |  | 0
|  |  |  | Installation (MCB, Battery cables, Load cables, solar array cables, …) i.e. : |  |  |  | 0
|  |  | 8 | AC MCB 120 amps | 1 | pc |  | 0
|  |  | 9 | DC MCB 120 amps | 1 | pc |  | 0
|  |  | 10 | DC PV Disconnect 120 amps | 1 | pc |  | 0
|  |  | 11 | Changeover switch 160Amps | 1 | pc |  | 0
|  |  | 12 | Battery cables – 35mm² Single Core Flex, PVC, PCP Cable | 20 | meter |  | 0
|  |  | 13 | Load cables: 16 mm² Three Core Flex nGS, PVC, PCP/EPR Cable | 35 | meter |  | 0
|  |  | 14 | Alternate supply cable 16 mm² three Core RHZ1 armored Cable. | 20 | meter |  | 0
|  |  | 15 | Solar array cables: 25 mm² | 40 | meter |  | 0
|  |  | 16 | 25 mm² bare single core grounding cable | 20 | meter |  | 0
|  |  | 17 | Battery rack for deep cycle batteries | 1 | unit |  | 0
|  |  | 18 | DC Combiner Box | 1 | unit |  | 0
|  |  | 19 | Solar freezer | 1 | unit |  | 0
|  |  | 20 | Distribution box | 1 | unit |  | 0
|  |  | 21 | Air Conditioner | 1 | unit |  | 0
|  |  | 22 | Solid rod Lightning arrestor | 1 | unit |  | 0
|  |  | 23 | Full Grounding station | 1 | unit |  | 0
|  |  | 24 | Inland transportation of all equipment to site | 1 | item |  | 0
|  |  | 25 | Complete installation of all equipment | 1 | item |  | 0
|  |  | 26 | Commisioning and testing | 1 | item |  | 0 |  | 0

## LOT 2. ABIA
S/N | LGA | FACILITY |  | ITEM | QTY | UNIT | UNIT COST | TOTAL COST | CURRENCY | TOTAL COST
1 | ABA SOUTH | ABSUTH | 1 | Load cables: 16 mm² Three Core Flex nGS, PVC, PCP/EPR Cable | 1 | unit |  | 0
|  |  | 2 | Gel deep cycle Battery | 12 | units |  | 0
|  |  | 3 | Monocrystalline 300 watts Solar Panel | 18 | units |  | 0
|  |  | 4 | 80amp MPPT Solar Charge Controller | 1 | unit |  | 0
|  |  | 5 | 90v -250v Surge protection | 1 | unit |  | 0
|  |  | 6 | Solar array stand | 1 | unit |  | 0
|  |  | 7 | Concrete base for solar array stand. | 1 | unit |  | 0
|  |  |  | Installation (MCB, Battery cables, Load cables, solar array cables, …) i.e. : |  |  |  | 0
|  |  | 8 | AC MCB 120 amps | 1 | pc |  | 0
|  |  | 9 | DC MCB 120 amps | 1 | pc |  | 0
|  |  | 10 | DC PV Disconnect 120 amps | 1 | pc |  | 0
|  |  | 11 | Changeover switch 160Amps | 1 | pc |  | 0
|  |  | 12 | Battery cables – 35mm² Single Core Flex, PVC, PCP Cable | 20 | meter |  | 0
|  |  | 13 | Load cables: 16 mm² Three Core Flex nGS, PVC, PCP/EPR Cable | 35 | meter |  | 0
|  |  | 14 | Alternate supply cable 16 mm² three Core RHZ1 armored Cable. | 20 | meter |  | 0
|  |  | 15 | Solar array cables: 25 mm² | 40 | meter |  | 0
|  |  | 16 | 25 mm² bare single core grounding cable | 20 | meter |  | 0
|  |  | 17 | Battery rack for deep cycle batteries | 1 | unit |  | 0
|  |  | 18 | DC Combiner Box | 1 | unit |  | 0
|  |  | 19 | Solar freezer | 1 | unit |  | 0
|  |  | 20 | Distribution box | 1 | unit |  | 0
|  |  | 21 | Air Conditioner | 1 | unit |  | 0
|  |  | 22 | Solid rod Lightning arrestor | 1 | unit |  | 0
|  |  | 23 | Full Grounding station | 1 | unit |  | 0
|  |  | 24 | Inland transportation of all equipment to site | 1 | item |  | 0
|  |  | 25 | Complete installation of all equipment | 1 | item |  | 0
|  |  | 26 | Commisioning and testing | 1 | item |  | 0 |  | 0
2 | UMUAHIA NORTH | FMC UMUAHIA | 1 | DC to AC Inverter | 1 | unit |  | 0
|  |  | 2 | Gel deep cycle Battery | 12 | units |  | 0
|  |  | 3 | Monocrystalline 300 watts Solar Panel | 18 | units |  | 0
|  |  | 4 | 80amp MPPT Solar Charge Controller | 1 | unit |  | 0
|  |  | 5 | 90v -250v Surge protection | 1 | unit |  | 0
|  |  | 6 | Solar array stand | 1 | unit |  | 0
|  |  | 7 | Concrete base for solar array stand. | 1 | unit |  | 0
|  |  |  | Installation (MCB, Battery cables, Load cables, solar array cables, …) i.e. : |  |  |  | 0
|  |  | 8 | AC MCB 120 amps | 1 | pc |  | 0
|  |  | 9 | DC MCB 120 amps | 1 | pc |  | 0
|  |  | 10 | DC PV Disconnect 120 amps | 1 | pc |  | 0
|  |  | 11 | Changeover switch 160Amps | 1 | pc |  | 0
|  |  | 12 | Battery cables – 35mm² Single Core Flex, PVC, PCP Cable | 20 | meter |  | 0
|  |  | 13 | Load cables: 16 mm² Three Core Flex nGS, PVC, PCP/EPR Cable | 35 | meter |  | 0
|  |  | 14 | Alternate supply cable 16 mm² three Core RHZ1 armored Cable. | 20 | meter |  | 0
|  |  | 15 | Solar array cables: 25 mm² | 40 | meter |  | 0
|  |  | 16 | 25 mm² bare single core grounding cable | 20 | meter |  | 0
|  |  | 17 | Battery rack for deep cycle batteries | 1 | unit |  | 0
|  |  | 18 | DC Combiner Box | 1 | unit |  | 0
|  |  | 19 | Solar freezer | 1 | unit |  | 0
|  |  | 20 | Distribution box | 1 | unit |  | 0
|  |  | 21 | Air Conditioner | 1 | unit |  | 0
|  |  | 22 | Solid rod Lightning arrestor | 1 | unit |  | 0
|  |  | 23 | Full Grounding station | 1 | unit |  | 0
|  |  | 24 | Inland transportation of all equipment to site | 1 | item |  | 0
|  |  | 25 | Complete installation of all equipment | 1 | item |  | 0
|  |  | 26 | Commisioning and testing | 1 | item |  | 0 |  | 0
3 | ABA NORTH | GENERAL HOSPITAL OHAFIA | 1 | DC to AC Inverter | 1 | unit |  | 0
|  |  | 2 | Gel deep cycle Battery | 12 | units |  | 0
|  |  | 3 | Monocrystalline 300 watts Solar Panel | 24 | units |  | 0
|  |  | 4 | 80amp MPPT Solar Charge Controller | 1 | unit |  | 0
|  |  | 5 | 90v -250v Surge protection | 1 | unit |  | 0
|  |  | 6 | Solar array stand | 1 | unit |  | 0
|  |  | 7 | Concrete base for solar array stand. | 1 | unit |  | 0
|  |  |  | Installation (MCB, Battery cables, Load cables, solar array cables, …) i.e. : |  |  |  | 0
|  |  | 8 | AC MCB 120 amps | 1 | pc |  | 0
|  |  | 9 | DC MCB 120 amps | 1 | pc |  | 0
|  |  | 10 | DC PV Disconnect 120 amps | 1 | pc |  | 0
|  |  | 11 | Changeover switch 160Amps | 1 | pc |  | 0
|  |  | 12 | Battery cables – 35mm² Single Core Flex, PVC, PCP Cable | 20 | meter |  | 0
|  |  | 13 | Load cables: 16 mm² Three Core Flex nGS, PVC, PCP/EPR Cable | 35 | meter |  | 0
|  |  | 14 | Alternate supply cable 16 mm² three Core RHZ1 armored Cable. | 20 | meter |  | 0
|  |  | 15 | Solar array cables: 25 mm² | 40 | meter |  | 0
|  |  | 16 | 25 mm² bare single core grounding cable | 20 | meter |  | 0
|  |  | 17 | Battery rack for deep cycle batteries | 1 | unit |  | 0
|  |  | 18 | DC Combiner Box | 1 | unit |  | 0
|  |  | 19 | Solar freezer | 1 | unit |  | 0
|  |  | 20 | Distribution box | 1 | unit |  | 0
|  |  | 21 | Air Conditioner | 1 | unit |  | 0
|  |  | 22 | Solid rod Lightning arrestor | 1 | unit |  | 0
|  |  | 23 | Full Grounding station | 1 | unit |  | 0
|  |  | 24 | Inland transportation of all equipment to site | 1 | item |  | 0
|  |  | 25 | Complete installation of all equipment | 1 | item |  | 0
|  |  | 26 | Commisioning and testing | 1 | item |  | 0 |  | 0
4 | ABA NORTH | SEVENTH DAY ADVENTIST HOSPITAL | 1 | DC to AC Inverter | 1 | unit |  | 0
|  |  | 2 | Gel deep cycle Battery | 12 | units |  | 0
|  |  | 3 | Monocrystalline 300 watts Solar Panel | 25 | units |  | 0
|  |  | 4 | 80amp MPPT Solar Charge Controller | 1 | unit |  | 0
|  |  | 5 | 90v -250v Surge protection | 1 | unit |  | 0
|  |  | 6 | Solar array stand | 1 | unit |  | 0
|  |  | 7 | Concrete base for solar array stand. | 1 | unit |  | 0
|  |  |  | Installation (MCB, Battery cables, Load cables, solar array cables, …) i.e. : |  |  |  | 0
|  |  | 8 | AC MCB 120 amps | 1 | pc |  | 0
|  |  | 9 | DC MCB 120 amps | 1 | pc |  | 0
|  |  | 10 | DC PV Disconnect 120 amps | 1 | pc |  | 0
|  |  | 11 | Changeover switch 160Amps | 1 | pc |  | 0
|  |  | 12 | Battery cables – 35mm² Single Core Flex, PVC, PCP Cable | 20 | meter |  | 0
|  |  | 13 | Load cables: 16 mm² Three Core Flex nGS, PVC, PCP/EPR Cable | 35 | meter |  | 0
|  |  | 14 | Alternate supply cable 16 mm² three Core RHZ1 armored Cable. | 20 | meter |  | 0
|  |  | 15 | Solar array cables: 25 mm² | 40 | meter |  | 0
|  |  | 16 | 25 mm² bare single core grounding cable | 20 | meter |  | 0
|  |  | 17 | Battery rack for deep cycle batteries | 1 | unit |  | 0
|  |  | 18 | DC Combiner Box | 1 | unit |  | 0
|  |  | 19 | Solar freezer | 1 | unit |  | 0
|  |  | 20 | Distribution box | 1 | unit |  | 0
|  |  | 21 | Air Conditioner | 1 | unit |  | 0
|  |  | 22 | Solid rod Lightning arrestor | 1 | unit |  | 0
|  |  | 23 | Full Grounding station | 1 | unit |  | 0
|  |  | 24 | Inland transportation of all equipment to site | 1 | item |  | 0
|  |  | 25 | Complete installation of all equipment | 1 | item |  | 0
|  |  | 26 | Commisioning and testing | 1 | item |  | 0 |  | 0
5 | UMUAHIA NORTH | SOUTH-EAST ZONAL TB REFERENCE HOSPITAL | 1 | DC to AC Inverter | 1 | unit |  | 0
|  |  | 2 | Gel deep cycle Battery | 12 | units |  | 0
|  |  | 3 | Monocrystalline 300 watts Solar Panel | 18 | units |  | 0
|  |  | 4 | 80amp MPPT Solar Charge Controller | 1 | unit |  | 0
|  |  | 5 | 90v -250v Surge protection | 1 | unit |  | 0
|  |  | 6 | Solar array stand | 1 | unit |  | 0
|  |  | 7 | Concrete base for solar array stand. | 1 | unit |  | 0
|  |  |  | Installation (MCB, Battery cables, Load cables, solar array cables, …) i.e. : |  |  |  | 0
|  |  | 8 | AC MCB 120 amps | 1 | pc |  | 0
|  |  | 9 | DC MCB 120 amps | 1 | pc |  | 0
|  |  | 10 | DC PV Disconnect 120 amps | 1 | pc |  | 0
|  |  | 11 | Changeover switch 160Amps | 1 | pc |  | 0
|  |  | 12 | Battery cables – 35mm² Single Core Flex, PVC, PCP Cable | 20 | meter |  | 0
|  |  | 13 | Load cables: 16 mm² Three Core Flex nGS, PVC, PCP/EPR Cable | 35 | meter |  | 0
|  |  | 14 | Alternate supply cable 16 mm² three Core RHZ1 armored Cable. | 20 | meter |  | 0
|  |  | 15 | Solar array cables: 25 mm² | 40 | meter |  | 0
|  |  | 16 | 25 mm² bare single core grounding cable | 20 | meter |  | 0
|  |  | 17 | Battery rack for deep cycle batteries | 1 | unit |  | 0
|  |  | 18 | DC Combiner Box | 1 | unit |  | 0
|  |  | 19 | Solar freezer | 1 | unit |  | 0
|  |  | 20 | Distribution box | 1 | unit |  | 0
|  |  | 21 | Air Conditioner | 1 | unit |  | 0
|  |  | 22 | Solid rod Lightning arrestor | 1 | unit |  | 0
|  |  | 23 | Full Grounding station | 1 | unit |  | 0
|  |  | 24 | Inland transportation of all equipment to site | 1 | item |  | 0
|  |  | 25 | Complete installation of all equipment | 1 | item |  | 0
|  |  | 26 | Commisioning and testing | 1 | item |  | 0 |  | 0

## LOT 3 NASSARAWA
S/N | LGA | FACILITY |  | ITEM | QTY | UNIT | UNIT COST | TOTAL COST | CURRENCY | TOTAL COST
1 | LAFIA | DALHATU ARAF SPECIALIST HOSPITAL | 1 | Load cables: 16 mm² Three Core Flex nGS, PVC, PCP/EPR Cable | 1 | unit |  | 0
|  |  | 2 | Gel deep cycle Battery | 8 | units |  | 0
|  |  | 3 | Monocrystalline 300 watts Solar Panel | 18 | units |  | 0
|  |  | 4 | 80amp MPPT Solar Charge Controller | 1 | unit |  | 0
|  |  | 5 | 90v -250v Surge protection | 1 | unit |  | 0
|  |  | 6 | Solar array stand | 1 | unit |  | 0
|  |  | 7 | Concrete base for solar array stand. | 1 | unit |  | 0
|  |  |  | Installation (MCB, Battery cables, Load cables, solar array cables, …) i.e. : |  |  |  | 0
|  |  | 8 | AC MCB 120 amps | 1 | pc |  | 0
|  |  | 9 | DC MCB 120 amps | 1 | pc |  | 0
|  |  | 10 | DC PV Disconnect 120 amps | 1 | pc |  | 0
|  |  | 11 | Changeover switch 160Amps | 1 | pc |  | 0
|  |  | 12 | Battery cables – 35mm² Single Core Flex, PVC, PCP Cable | 20 | meter |  | 0
|  |  | 13 | Load cables: 16 mm² Three Core Flex nGS, PVC, PCP/EPR Cable | 35 | meter |  | 0
|  |  | 14 | Alternate supply cable 16 mm² three Core RHZ1 armored Cable. | 20 | meter |  | 0
|  |  | 15 | Solar array cables: 25 mm² | 40 | meter |  | 0
|  |  | 16 | 25 mm² bare single core grounding cable | 20 | meter |  | 0
|  |  | 17 | Battery rack for deep cycle batteries | 1 | unit |  | 0
|  |  | 18 | DC Combiner Box | 1 | unit |  | 0
|  |  | 19 | Solar freezer | 0 | unit |  | 0
|  |  | 20 | Distribution box | 1 | unit |  | 0
|  |  | 21 | Air Conditioner | 1 | unit |  | 0
|  |  | 22 | Solid rod Lightning arrestor | 1 | unit |  | 0
|  |  | 23 | Full Grounding station | 1 | unit |  | 0
|  |  | 24 | Inland transportation of all equipment to site | 1 | item |  | 0
|  |  | 25 | Complete installation of all equipment | 1 | item |  | 0
|  |  | 26 | Commisioning and testing | 1 | item |  | 0 |  | 0
2 | AKWANGA | ERCC AKWANGA | 1 | DC to AC Inverter | 1 | unit |  | 0
|  |  | 2 | Gel deep cycle Battery | 8 | units |  | 0
|  |  | 3 | Monocrystalline 300 watts Solar Panel | 18 | units |  | 0
|  |  | 4 | 80amp MPPT Solar Charge Controller | 1 | unit |  | 0
|  |  | 5 | 90v -250v Surge protection | 1 | unit |  | 0
|  |  | 6 | Solar array stand | 1 | unit |  | 0
|  |  | 7 | Concrete base for solar array stand. | 1 | unit |  | 0
|  |  |  | Installation (MCB, Battery cables, Load cables, solar array cables, …) i.e. : |  |  |  | 0
|  |  | 8 | AC MCB 120 amps | 1 | pc |  | 0
|  |  | 9 | DC MCB 120 amps | 1 | pc |  | 0
|  |  | 10 | DC PV Disconnect 120 amps | 1 | pc |  | 0
|  |  | 11 | Changeover switch 160Amps | 1 | pc |  | 0
|  |  | 12 | Battery cables – 35mm² Single Core Flex, PVC, PCP Cable | 20 | meter |  | 0
|  |  | 13 | Load cables: 16 mm² Three Core Flex nGS, PVC, PCP/EPR Cable | 35 | meter |  | 0
|  |  | 14 | Alternate supply cable 16 mm² three Core RHZ1 armored Cable. | 20 | meter |  | 0
|  |  | 15 | Solar array cables: 25 mm² | 40 | meter |  | 0
|  |  | 16 | 25 mm² bare single core grounding cable | 20 | meter |  | 0
|  |  | 17 | Battery rack for deep cycle batteries | 1 | unit |  | 0
|  |  | 18 | DC Combiner Box | 1 | unit |  | 0
|  |  | 19 | Solar freezer | 0 | unit |  | 0
|  |  | 20 | Distribution box | 1 | unit |  | 0
|  |  | 21 | Air Conditioner | 1 | unit |  | 0
|  |  | 22 | Solid rod Lightning arrestor | 1 | unit |  | 0
|  |  | 23 | Full Grounding station | 1 | unit |  | 0
|  |  | 24 | Inland transportation of all equipment to site | 1 | item |  | 0
|  |  | 25 | Complete installation of all equipment | 1 | item |  | 0
|  |  | 26 | Commisioning and testing | 1 | item |  | 0 |  | 0
3 | KEFFI | FMC KEFFI | 1 | DC to AC Inverter | 1 | unit |  | 0
|  |  | 2 | Gel deep cycle Battery | 8 | units |  | 0
|  |  | 3 | Monocrystalline 300 watts Solar Panel | 18 | units |  | 0
|  |  | 4 | 80amp MPPT Solar Charge Controller | 1 | unit |  | 0
|  |  | 5 | 90v -250v Surge protection | 1 | unit |  | 0
|  |  | 6 | Solar array stand | 1 | unit |  | 0
|  |  | 7 | Concrete base for solar array stand. | 1 | unit |  | 0
|  |  |  | Installation (MCB, Battery cables, Load cables, solar array cables, …) i.e. : |  |  |  | 0
|  |  | 8 | AC MCB 120 amps | 1 | pc |  | 0
|  |  | 9 | DC MCB 120 amps | 1 | pc |  | 0
|  |  | 10 | DC PV Disconnect 120 amps | 1 | pc |  | 0
|  |  | 11 | Changeover switch 160Amps | 1 | pc |  | 0
|  |  | 12 | Battery cables – 35mm² Single Core Flex, PVC, PCP Cable | 20 | meter |  | 0
|  |  | 13 | Load cables: 16 mm² Three Core Flex nGS, PVC, PCP/EPR Cable | 35 | meter |  | 0
|  |  | 14 | Alternate supply cable 16 mm² three Core RHZ1 armored Cable. | 20 | meter |  | 0
|  |  | 15 | Solar array cables: 25 mm² | 40 | meter |  | 0
|  |  | 16 | 25 mm² bare single core grounding cable | 20 | meter |  | 0
|  |  | 17 | Battery rack for deep cycle batteries | 1 | unit |  | 0
|  |  | 18 | DC Combiner Box | 1 | unit |  | 0
|  |  | 19 | Solar freezer | 1 | unit |  | 0
|  |  | 20 | Distribution box | 1 | unit |  | 0
|  |  | 21 | Air Conditioner | 1 | unit |  | 0
|  |  | 22 | Solid rod Lightning arrestor | 1 | unit |  | 0
|  |  | 23 | Full Grounding station | 1 | unit |  | 0
|  |  | 24 | Inland transportation of all equipment to site | 1 | item |  | 0
|  |  | 25 | Complete installation of all equipment | 1 | item |  | 0
|  |  | 26 | Commisioning and testing | 1 | item |  | 0 |  | 0
4 | DOMA | GENERAL HOSPITAL DOMA | 1 | DC to AC Inverter | 1 | unit |  | 0
|  |  | 2 | Gel deep cycle Battery | 8 | units |  | 0
|  |  | 3 | Monocrystalline 300 watts Solar Panel | 18 | units |  | 0
|  |  | 4 | 80amp MPPT Solar Charge Controller | 1 | unit |  | 0
|  |  | 5 | 90v -250v Surge protection | 1 | unit |  | 0
|  |  | 6 | Solar array stand | 1 | unit |  | 0
|  |  | 7 | Concrete base for solar array stand. | 1 | unit |  | 0
|  |  |  | Installation (MCB, Battery cables, Load cables, solar array cables, …) i.e. : |  |  |  | 0
|  |  | 8 | AC MCB 120 amps | 1 | pc |  | 0
|  |  | 9 | DC MCB 120 amps | 1 | pc |  | 0
|  |  | 10 | DC PV Disconnect 120 amps | 1 | pc |  | 0
|  |  | 11 | Changeover switch 160Amps | 1 | pc |  | 0
|  |  | 12 | Battery cables – 35mm² Single Core Flex, PVC, PCP Cable | 20 | meter |  | 0
|  |  | 13 | Load cables: 16 mm² Three Core Flex nGS, PVC, PCP/EPR Cable | 35 | meter |  | 0
|  |  | 14 | Alternate supply cable 16 mm² three Core RHZ1 armored Cable. | 20 | meter |  | 0
|  |  | 15 | Solar array cables: 25 mm² | 40 | meter |  | 0
|  |  | 16 | 25 mm² bare single core grounding cable | 20 | meter |  | 0
|  |  | 17 | Battery rack for deep cycle batteries | 1 | unit |  | 0
|  |  | 18 | DC Combiner Box | 1 | unit |  | 0
|  |  | 19 | Solar freezer | 1 | unit |  | 0
|  |  | 20 | Distribution box | 1 | unit |  | 0
|  |  | 21 | Air Conditioner | 0 | unit |  | 0
|  |  | 22 | Solid rod Lightning arrestor | 1 | unit |  | 0
|  |  | 23 | Full Grounding station | 1 | unit |  | 0
|  |  | 24 | Inland transportation of all equipment to site | 1 | item |  | 0
|  |  | 25 | Complete installation of all equipment | 1 | item |  | 0
|  |  | 26 | Commisioning and testing | 1 | item |  | 0 |  | 0
5 | KOKONA | GENERAL HOSPITAL GARAKU | 1 | DC to AC Inverter | 1 | unit |  | 0
|  |  | 2 | Gel deep cycle Battery | 8 | units |  | 0
|  |  | 3 | Monocrystalline 300 watts Solar Panel | 18 | units |  | 0
|  |  | 4 | 80amp MPPT Solar Charge Controller | 1 | unit |  | 0
|  |  | 5 | 90v -250v Surge protection | 1 | unit |  | 0
|  |  | 6 | Solar array stand | 1 | unit |  | 0
|  |  | 7 | Concrete base for solar array stand. | 1 | unit |  | 0
|  |  |  | Installation (MCB, Battery cables, Load cables, solar array cables, …) i.e. : |  |  |  | 0
|  |  | 8 | AC MCB 120 amps | 1 | pc |  | 0
|  |  | 9 | DC MCB 120 amps | 1 | pc |  | 0
|  |  | 10 | DC PV Disconnect 120 amps | 1 | pc |  | 0
|  |  | 11 | Changeover switch 160Amps | 1 | pc |  | 0
|  |  | 12 | Battery cables – 35mm² Single Core Flex, PVC, PCP Cable | 20 | meter |  | 0
|  |  | 13 | Load cables: 16 mm² Three Core Flex nGS, PVC, PCP/EPR Cable | 35 | meter |  | 0
|  |  | 14 | Alternate supply cable 16 mm² three Core RHZ1 armored Cable. | 20 | meter |  | 0
|  |  | 15 | Solar array cables: 25 mm² | 40 | meter |  | 0
|  |  | 16 | 25 mm² bare single core grounding cable | 20 | meter |  | 0
|  |  | 17 | Battery rack for deep cycle batteries | 1 | unit |  | 0
|  |  | 18 | DC Combiner Box | 1 | unit |  | 0
|  |  | 19 | Solar freezer | 1 | unit |  | 0
|  |  | 20 | Distribution box | 1 | unit |  | 0
|  |  | 21 | Air Conditioner | 1 | unit |  | 0
|  |  | 22 | Solid rod Lightning arrestor | 1 | unit |  | 0
|  |  | 23 | Full Grounding station | 1 | unit |  | 0
|  |  | 24 | Inland transportation of all equipment to site | 1 | item |  | 0
|  |  | 25 | Complete installation of all equipment | 1 | item |  | 0
|  |  | 26 | Commisioning and testing | 1 | item |  | 0 |  | 0
6 | OBI | GENERAL HOSPITAL OBI | 1 | DC to AC Inverter | 1 | unit |  | 0
|  |  | 2 | Gel deep cycle Battery | 8 | units |  | 0
|  |  | 3 | Monocrystalline 300 watts Solar Panel | 18 | units |  | 0
|  |  | 4 | 80amp MPPT Solar Charge Controller | 1 | unit |  | 0
|  |  | 5 | 90v -250v Surge protection | 1 | unit |  | 0
|  |  | 6 | Solar array stand | 1 | unit |  | 0
|  |  | 7 | Concrete base for solar array stand. | 1 | unit |  | 0
|  |  |  | Installation (MCB, Battery cables, Load cables, solar array cables, …) i.e. : |  |  |  | 0
|  |  | 8 | AC MCB 120 amps | 1 | pc |  | 0
|  |  | 9 | DC MCB 120 amps | 1 | pc |  | 0
|  |  | 10 | DC PV Disconnect 120 amps | 1 | pc |  | 0
|  |  | 11 | Changeover switch 160Amps | 1 | pc |  | 0
|  |  | 12 | Battery cables – 35mm² Single Core Flex, PVC, PCP Cable | 20 | meter |  | 0
|  |  | 13 | Load cables: 16 mm² Three Core Flex nGS, PVC, PCP/EPR Cable | 35 | meter |  | 0
|  |  | 14 | Alternate supply cable 16 mm² three Core RHZ1 armored Cable. | 20 | meter |  | 0
|  |  | 15 | Solar array cables: 25 mm² | 40 | meter |  | 0
|  |  | 16 | 25 mm² bare single core grounding cable | 20 | meter |  | 0
|  |  | 17 | Battery rack for deep cycle batteries | 1 | unit |  | 0
|  |  | 18 | DC Combiner Box | 1 | unit |  | 0
|  |  | 19 | Solar freezer | 1 | unit |  | 0
|  |  | 20 | Distribution box | 1 | unit |  | 0
|  |  | 21 | Air Conditioner | 1 | unit |  | 0
|  |  | 22 | Solid rod Lightning arrestor | 1 | unit |  | 0
|  |  | 23 | Full Grounding station | 1 | unit |  | 0
|  |  | 24 | Inland transportation of all equipment to site | 1 | item |  | 0
|  |  | 25 | Complete installation of all equipment | 1 | item |  | 0
|  |  | 26 | Commisioning and testing | 1 | item |  | 0 |  | 0
7 | KARU | GENERAL HOSPITAL UKE | 1 | DC to AC Inverter | 1 | unit |  | 0
|  |  | 2 | Gel deep cycle Battery | 8 | units |  | 0
|  |  | 3 | Monocrystalline 300 watts Solar Panel | 18 | units |  | 0
|  |  | 4 | 80amp MPPT Solar Charge Controller | 1 | unit |  | 0
|  |  | 5 | 90v -250v Surge protection | 1 | unit |  | 0
|  |  | 6 | Solar array stand | 1 | unit |  | 0
|  |  | 7 | Concrete base for solar array stand. | 1 | unit |  | 0
|  |  |  | Installation (MCB, Battery cables, Load cables, solar array cables, …) i.e. : |  |  |  | 0
|  |  | 8 | AC MCB 120 amps | 1 | pc |  | 0
|  |  | 9 | DC MCB 120 amps | 1 | pc |  | 0
|  |  | 10 | DC PV Disconnect 120 amps | 1 | pc |  | 0
|  |  | 11 | Changeover switch 160Amps | 1 | pc |  | 0
|  |  | 12 | Battery cables – 35mm² Single Core Flex, PVC, PCP Cable | 20 | meter |  | 0
|  |  | 13 | Load cables: 16 mm² Three Core Flex nGS, PVC, PCP/EPR Cable | 35 | meter |  | 0
|  |  | 14 | Alternate supply cable 16 mm² three Core RHZ1 armored Cable. | 20 | meter |  | 0
|  |  | 15 | Solar array cables: 25 mm² | 40 | meter |  | 0
|  |  | 16 | 25 mm² bare single core grounding cable | 20 | meter |  | 0
|  |  | 17 | Battery rack for deep cycle batteries | 1 | unit |  | 0
|  |  | 18 | DC Combiner Box | 1 | unit |  | 0
|  |  | 19 | Solar freezer | 0 | unit |  | 0
|  |  | 20 | Distribution box | 1 | unit |  | 0
|  |  | 21 | Air Conditioner | 1 | unit |  | 0
|  |  | 22 | Solid rod Lightning arrestor | 1 | unit |  | 0
|  |  | 23 | Full Grounding station | 1 | unit |  | 0
|  |  | 24 | Inland transportation of all equipment to site | 1 | item |  | 0
|  |  | 25 | Complete installation of all equipment | 1 | item |  | 0
|  |  | 26 | Commisioning and testing | 1 | item |  | 0 |  | 0
8 | WAMBA | GENERAL HOSPITAL WAMBA | 1 | DC to AC Inverter | 1 | unit |  | 0
|  |  | 2 | Gel deep cycle Battery | 8 | units |  | 0
|  |  | 3 | Monocrystalline 300 watts Solar Panel | 18 | units |  | 0
|  |  | 4 | 80amp MPPT Solar Charge Controller | 1 | unit |  | 0
|  |  | 5 | 90v -250v Surge protection | 1 | unit |  | 0
|  |  | 6 | Solar array stand | 1 | unit |  | 0
|  |  | 7 | Concrete base for solar array stand. | 1 | unit |  | 0
|  |  |  | Installation (MCB, Battery cables, Load cables, solar array cables, …) i.e. : |  |  |  | 0
|  |  | 8 | AC MCB 120 amps | 1 | pc |  | 0
|  |  | 9 | DC MCB 120 amps | 1 | pc |  | 0
|  |  | 10 | DC PV Disconnect 120 amps | 1 | pc |  | 0
|  |  | 11 | Changeover switch 160Amps | 1 | pc |  | 0
|  |  | 12 | Battery cables – 35mm² Single Core Flex, PVC, PCP Cable | 20 | meter |  | 0
|  |  | 13 | Load cables: 16 mm² Three Core Flex nGS, PVC, PCP/EPR Cable | 35 | meter |  | 0
|  |  | 14 | Alternate supply cable 16 mm² three Core RHZ1 armored Cable. | 20 | meter |  | 0
|  |  | 15 | Solar array cables: 25 mm² | 40 | meter |  | 0
|  |  | 16 | 25 mm² bare single core grounding cable | 20 | meter |  | 0
|  |  | 17 | Battery rack for deep cycle batteries | 1 | unit |  | 0
|  |  | 18 | DC Combiner Box | 1 | unit |  | 0
|  |  | 19 | Solar freezer | 0 | unit |  | 0
|  |  | 20 | Distribution box | 1 | unit |  | 0
|  |  | 21 | Air Conditioner | 1 | unit |  | 0
|  |  | 22 | Solid rod Lightning arrestor | 1 | unit |  | 0
|  |  | 23 | Full Grounding station | 1 | unit |  | 0
|  |  | 24 | Inland transportation of all equipment to site | 1 | item |  | 0
|  |  | 25 | Complete installation of all equipment | 1 | item |  | 0
|  |  | 26 | Commisioning and testing | 1 | item |  | 0 |  | 0
9 | KARU | MCHC KARU | 1 | DC to AC Inverter | 0 | unit |  | 0
|  |  | 2 | Gel deep cycle Battery | 8 | units |  | 0
|  |  | 3 | Monocrystalline 300 watts Solar Panel | 18 | units |  | 0
|  |  | 4 | 80amp MPPT Solar Charge Controller | 1 | unit |  | 0
|  |  | 5 | 90v -250v Surge protection | 1 | unit |  | 0
|  |  | 6 | Solar array stand | 1 | unit |  | 0
|  |  | 7 | Concrete base for solar array stand. | 1 | unit |  | 0
|  |  |  | Installation (MCB, Battery cables, Load cables, solar array cables, …) i.e. : |  |  |  | 0
|  |  | 8 | AC MCB 120 amps | 1 | pc |  | 0
|  |  | 9 | DC MCB 120 amps | 1 | pc |  | 0
|  |  | 10 | DC PV Disconnect 120 amps | 1 | pc |  | 0
|  |  | 11 | Changeover switch 160Amps | 1 | pc |  | 0
|  |  | 12 | Battery cables – 35mm² Single Core Flex, PVC, PCP Cable | 20 | meter |  | 0
|  |  | 13 | Load cables: 16 mm² Three Core Flex nGS, PVC, PCP/EPR Cable | 35 | meter |  | 0
|  |  | 14 | Alternate supply cable 16 mm² three Core RHZ1 armored Cable. | 20 | meter |  | 0
|  |  | 15 | Solar array cables: 25 mm² | 40 | meter |  | 0
|  |  | 16 | 25 mm² bare single core grounding cable | 20 | meter |  | 0
|  |  | 17 | Battery rack for deep cycle batteries | 1 | unit |  | 0
|  |  | 18 | DC Combiner Box | 1 | unit |  | 0
|  |  | 19 | Solar freezer | 0 | unit |  | 0
|  |  | 20 | Distribution box | 1 | unit |  | 0
|  |  | 21 | Air Conditioner | 1 | unit |  | 0
|  |  | 22 | Solid rod Lightning arrestor | 1 | unit |  | 0
|  |  | 23 | Full Grounding station | 1 | unit |  | 0
|  |  | 24 | Inland transportation of all equipment to site | 1 | item |  | 0
|  |  | 25 | Complete installation of all equipment | 1 | item |  | 0
|  |  | 26 | Commisioning and testing | 1 | item |  | 0 |  | 0
10 | LAFIA | MCHC LAFIA | 1 | DC to AC Inverter | 0 | unit |  | 0
|  |  | 2 | Gel deep cycle Battery | 8 | units |  | 0
|  |  | 3 | Monocrystalline 300 watts Solar Panel | 18 | units |  | 0
|  |  | 4 | 80amp MPPT Solar Charge Controller | 1 | unit |  | 0
|  |  | 5 | 90v -250v Surge protection | 1 | unit |  | 0
|  |  | 6 | Solar array stand | 1 | unit |  | 0
|  |  | 7 | Concrete base for solar array stand. | 1 | unit |  | 0
|  |  |  | Installation (MCB, Battery cables, Load cables, solar array cables, …) i.e. : |  |  |  | 0
|  |  | 8 | AC MCB 120 amps | 1 | pc |  | 0
|  |  | 9 | DC MCB 120 amps | 1 | pc |  | 0
|  |  | 10 | DC PV Disconnect 120 amps | 1 | pc |  | 0
|  |  | 11 | Changeover switch 160Amps | 1 | pc |  | 0
|  |  | 12 | Battery cables – 35mm² Single Core Flex, PVC, PCP Cable | 20 | meter |  | 0
|  |  | 13 | Load cables: 16 mm² Three Core Flex nGS, PVC, PCP/EPR Cable | 35 | meter |  | 0
|  |  | 14 | Alternate supply cable 16 mm² three Core RHZ1 armored Cable. | 20 | meter |  | 0
|  |  | 15 | Solar array cables: 25 mm² | 40 | meter |  | 0
|  |  | 16 | 25 mm² bare single core grounding cable | 20 | meter |  | 0
|  |  | 17 | Battery rack for deep cycle batteries | 1 | unit |  | 0
|  |  | 18 | DC Combiner Box | 1 | unit |  | 0
|  |  | 19 | Solar freezer | 1 | unit |  | 0
|  |  | 20 | Distribution box | 1 | unit |  | 0
|  |  | 21 | Air Conditioner | 1 | unit |  | 0
|  |  | 22 | Solid rod Lightning arrestor | 1 | unit |  | 0
|  |  | 23 | Full Grounding station | 1 | unit |  | 0
|  |  | 24 | Inland transportation of all equipment to site | 1 | item |  | 0
|  |  | 25 | Complete installation of all equipment | 1 | item |  | 0
|  |  | 26 | Commisioning and testing | 1 | item |  | 0 |  | 0
11 | AKWANGA | OUR LADY OF APOSTLES HOSPITAL | 1 | DC to AC Inverter | 1 | unit |  | 0
|  |  | 2 | Gel deep cycle Battery | 8 | units |  | 0
|  |  | 3 | Monocrystalline 300 watts Solar Panel | 18 | units |  | 0
|  |  | 4 | 80amp MPPT Solar Charge Controller | 1 | unit |  | 0
|  |  | 5 | 90v -250v Surge protection | 1 | unit |  | 0
|  |  | 6 | Solar array stand | 1 | unit |  | 0
|  |  | 7 | Concrete base for solar array stand. | 1 | unit |  | 0
|  |  |  | Installation (MCB, Battery cables, Load cables, solar array cables, …) i.e. : |  |  |  | 0
|  |  | 8 | AC MCB 120 amps | 1 | pc |  | 0
|  |  | 9 | DC MCB 120 amps | 1 | pc |  | 0
|  |  | 10 | DC PV Disconnect 120 amps | 1 | pc |  | 0
|  |  | 11 | Changeover switch 160Amps | 1 | pc |  | 0
|  |  | 12 | Battery cables – 35mm² Single Core Flex, PVC, PCP Cable | 20 | meter |  | 0
|  |  | 13 | Load cables: 16 mm² Three Core Flex nGS, PVC, PCP/EPR Cable | 35 | meter |  | 0
|  |  | 14 | Alternate supply cable 16 mm² three Core RHZ1 armored Cable. | 20 | meter |  | 0
|  |  | 15 | Solar array cables: 25 mm² | 40 | meter |  | 0
|  |  | 16 | 25 mm² bare single core grounding cable | 20 | meter |  | 0
|  |  | 17 | Battery rack for deep cycle batteries | 1 | unit |  | 0
|  |  | 18 | DC Combiner Box | 1 | unit |  | 0
|  |  | 19 | Solar freezer | 0 | unit |  | 0
|  |  | 20 | Distribution box | 1 | unit |  | 0
|  |  | 21 | Air Conditioner | 0 | unit |  | 0
|  |  | 22 | Solid rod Lightning arrestor | 1 | unit |  | 0
|  |  | 23 | Full Grounding station | 1 | unit |  | 0
|  |  | 24 | Inland transportation of all equipment to site | 1 | item |  | 0
|  |  | 25 | Complete installation of all equipment | 1 | item |  | 0
|  |  | 26 | Commisioning and testing | 1 | item |  | 0 |  | 0
12 | KARU | ZANKLI RESEARCH CENTRE | 1 | DC to AC Inverter | 1 | unit |  | 0
|  |  | 2 | Gel deep cycle Battery | 8 | units |  | 0
|  |  | 3 | Monocrystalline 300 watts Solar Panel | 18 | units |  | 0
|  |  | 4 | 80amp MPPT Solar Charge Controller | 1 | unit |  | 0
|  |  | 5 | 90v -250v Surge protection | 1 | unit |  | 0
|  |  | 6 | Solar array stand | 1 | unit |  | 0
|  |  | 7 | Concrete base for solar array stand. | 1 | unit |  | 0
|  |  |  | Installation (MCB, Battery cables, Load cables, solar array cables, …) i.e. : |  |  |  | 0
|  |  | 8 | AC MCB 120 amps | 1 | pc |  | 0
|  |  | 9 | DC MCB 120 amps | 1 | pc |  | 0
|  |  | 10 | DC PV Disconnect 120 amps | 1 | pc |  | 0
|  |  | 11 | Changeover switch 160Amps | 1 | pc |  | 0
|  |  | 12 | Battery cables – 35mm² Single Core Flex, PVC, PCP Cable | 20 | meter |  | 0
|  |  | 13 | Load cables: 16 mm² Three Core Flex nGS, PVC, PCP/EPR Cable | 35 | meter |  | 0
|  |  | 14 | Alternate supply cable 16 mm² three Core RHZ1 armored Cable. | 20 | meter |  | 0
|  |  | 15 | Solar array cables: 25 mm² | 40 | meter |  | 0
|  |  | 16 | 25 mm² bare single core grounding cable | 20 | meter |  | 0
|  |  | 17 | Battery rack for deep cycle batteries | 1 | unit |  | 0
|  |  | 18 | DC Combiner Box | 1 | unit |  | 0
|  |  | 19 | Solar freezer | 1 | unit |  | 0
|  |  | 20 | Distribution box | 1 | unit |  | 0
|  |  | 21 | Air Conditioner | 1 | unit |  | 0
|  |  | 22 | Solid rod Lightning arrestor | 1 | unit |  | 0
|  |  | 23 | Full Grounding station | 1 | unit |  | 0
|  |  | 24 | Inland transportation of all equipment to site | 1 | item |  | 0
|  |  | 25 | Complete installation of all equipment | 1 | item |  | 0
|  |  | 26 | Commisioning and testing | 1 | item |  | 0 |  | 0

## LOT 4. KANO
S/N | LGA | FACILITY |  | ITEM | QTY | UNIT | UNIT COST | TOTAL COST | CURRENCY | TOTAL COST
1 | NASSARAWA | AHMADIYYA MUSLIM HOSPITAL | 1 | Load cables: 16 mm² Three Core Flex nGS, PVC, PCP/EPR Cable | 1 | unit |  | 0
|  |  | 2 | Gel deep cycle Battery | 11 | units |  | 0
|  |  | 3 | Monocrystalline 300 watts Solar Panel | 18 | units |  | 0
|  |  | 4 | 80amp MPPT Solar Charge Controller | 1 | unit |  | 0
|  |  | 5 | 90v -250v Surge protection | 1 | unit |  | 0
|  |  | 6 | Solar array stand | 1 | unit |  | 0
|  |  | 7 | Concrete base for solar array stand. | 1 | unit |  | 0
|  |  |  | Installation (MCB, Battery cables, Load cables, solar array cables, …) i.e. : |  |  |  | 0
|  |  | 8 | AC MCB 120 amps | 1 | pc |  | 0
|  |  | 9 | DC MCB 120 amps | 1 | pc |  | 0
|  |  | 10 | DC PV Disconnect 120 amps | 1 | pc |  | 0
|  |  | 11 | Changeover switch 160Amps | 1 | pc |  | 0
|  |  | 12 | Battery cables – 35mm² Single Core Flex, PVC, PCP Cable | 20 | meter |  | 0
|  |  | 13 | Load cables: 16 mm² Three Core Flex nGS, PVC, PCP/EPR Cable | 35 | meter |  | 0
|  |  | 14 | Alternate supply cable 16 mm² three Core RHZ1 armored Cable. | 20 | meter |  | 0
|  |  | 15 | Solar array cables: 25 mm² | 40 | meter |  | 0
|  |  | 16 | 25 mm² bare single core grounding cable | 20 | meter |  | 0
|  |  | 17 | Battery rack for deep cycle batteries | 1 | unit |  | 0
|  |  | 18 | DC Combiner Box | 1 | unit |  | 0
|  |  | 19 | Solar freezer | 1 | unit |  | 0
|  |  | 20 | Distribution box | 1 | unit |  | 0
|  |  | 21 | Air Conditioner | 1 | unit |  | 0
|  |  | 22 | Solid rod Lightning arrestor | 1 | unit |  | 0
|  |  | 23 | Full Grounding station | 1 | unit |  | 0
|  |  | 24 | Inland transportation of all equipment to site | 1 | item |  | 0
|  |  | 25 | Complete installation of all equipment | 1 | item |  | 0
|  |  | 26 | Commisioning and testing | 1 | item |  | 0 |  | 0
2 | TARAUNI | AL-NOURY HOSPITAL | 1 | DC to AC Inverter | 1 | unit |  | 0
|  |  | 2 | Gel deep cycle Battery | 11 | units |  | 0
|  |  | 3 | Monocrystalline 300 watts Solar Panel | 18 | units |  | 0
|  |  | 4 | 80amp MPPT Solar Charge Controller | 1 | unit |  | 0
|  |  | 5 | 90v -250v Surge protection | 1 | unit |  | 0
|  |  | 6 | Solar array stand | 1 | unit |  | 0
|  |  | 7 | Concrete base for solar array stand. | 1 | unit |  | 0
|  |  |  | Installation (MCB, Battery cables, Load cables, solar array cables, …) i.e. : |  |  |  | 0
|  |  | 8 | AC MCB 120 amps | 1 | pc |  | 0
|  |  | 9 | DC MCB 120 amps | 1 | pc |  | 0
|  |  | 10 | DC PV Disconnect 120 amps | 1 | pc |  | 0
|  |  | 11 | Changeover switch 160Amps | 1 | pc |  | 0
|  |  | 12 | Battery cables – 35mm² Single Core Flex, PVC, PCP Cable | 20 | meter |  | 0
|  |  | 13 | Load cables: 16 mm² Three Core Flex nGS, PVC, PCP/EPR Cable | 35 | meter |  | 0
|  |  | 14 | Alternate supply cable 16 mm² three Core RHZ1 armored Cable. | 20 | meter |  | 0
|  |  | 15 | Solar array cables: 25 mm² | 40 | meter |  | 0
|  |  | 16 | 25 mm² bare single core grounding cable | 20 | meter |  | 0
|  |  | 17 | Battery rack for deep cycle batteries | 1 | unit |  | 0
|  |  | 18 | DC Combiner Box | 1 | unit |  | 0
|  |  | 19 | Solar freezer | 0 | unit |  | 0
|  |  | 20 | Distribution box | 1 | unit |  | 0
|  |  | 21 | Air Conditioner | 0 | unit |  | 0
|  |  | 22 | Solid rod Lightning arrestor | 1 | unit |  | 0
|  |  | 23 | Full Grounding station | 1 | unit |  | 0
|  |  | 24 | Inland transportation of all equipment to site | 1 | item |  | 0
|  |  | 25 | Complete installation of all equipment | 1 | item |  | 0
|  |  | 26 | Commisioning and testing | 1 | item |  | 0 |  | 0
3 | TARAUNI | AKTH | 1 | DC to AC Inverter | 1 | unit |  | 0
|  |  | 2 | Gel deep cycle Battery | 12 | units |  | 0
|  |  | 3 | Monocrystalline 300 watts Solar Panel | 18 | units |  | 0
|  |  | 4 | 80amp MPPT Solar Charge Controller | 1 | unit |  | 0
|  |  | 5 | 90v -250v Surge protection | 1 | unit |  | 0
|  |  | 6 | Solar array stand | 1 | unit |  | 0
|  |  | 7 | Concrete base for solar array stand. | 1 | unit |  | 0
|  |  |  | Installation (MCB, Battery cables, Load cables, solar array cables, …) i.e. : |  |  |  | 0
|  |  | 8 | AC MCB 120 amps | 1 | pc |  | 0
|  |  | 9 | DC MCB 120 amps | 1 | pc |  | 0
|  |  | 10 | DC PV Disconnect 120 amps | 1 | pc |  | 0
|  |  | 11 | Changeover switch 160Amps | 1 | pc |  | 0
|  |  | 12 | Battery cables – 35mm² Single Core Flex, PVC, PCP Cable | 20 | meter |  | 0
|  |  | 13 | Load cables: 16 mm² Three Core Flex nGS, PVC, PCP/EPR Cable | 35 | meter |  | 0
|  |  | 14 | Alternate supply cable 16 mm² three Core RHZ1 armored Cable. | 20 | meter |  | 0
|  |  | 15 | Solar array cables: 25 mm² | 40 | meter |  | 0
|  |  | 16 | 25 mm² bare single core grounding cable | 20 | meter |  | 0
|  |  | 17 | Battery rack for deep cycle batteries | 1 | unit |  | 0
|  |  | 18 | DC Combiner Box | 1 | unit |  | 0
|  |  | 19 | Solar freezer | 1 | unit |  | 0
|  |  | 20 | Distribution box | 1 | unit |  | 0
|  |  | 21 | Air Conditioner | 1 | unit |  | 0
|  |  | 22 | Solid rod Lightning arrestor | 1 | unit |  | 0
|  |  | 23 | Full Grounding station | 1 | unit |  | 0
|  |  | 24 | Inland transportation of all equipment to site | 1 | item |  | 0
|  |  | 25 | Complete installation of all equipment | 1 | item |  | 0
|  |  | 26 | Commisioning and testing | 1 | item |  | 0 |  | 0
4 | GARKO | GARKO COTTAGE HOSPITAL | 1 | DC to AC Inverter | 0 | unit |  | 0
|  |  | 2 | Gel deep cycle Battery | 4 | units |  | 0
|  |  | 3 | Monocrystalline 300 watts Solar Panel | 24 | units |  | 0
|  |  | 4 | 80amp MPPT Solar Charge Controller | 1 | unit |  | 0
|  |  | 5 | 90v -250v Surge protection | 1 | unit |  | 0
|  |  | 6 | Solar array stand | 1 | unit |  | 0
|  |  | 7 | Concrete base for solar array stand. | 1 | unit |  | 0
|  |  |  | Installation (MCB, Battery cables, Load cables, solar array cables, …) i.e. : |  |  |  | 0
|  |  | 8 | AC MCB 120 amps | 1 | pc |  | 0
|  |  | 9 | DC MCB 120 amps | 1 | pc |  | 0
|  |  | 10 | DC PV Disconnect 120 amps | 1 | pc |  | 0
|  |  | 11 | Changeover switch 160Amps | 1 | pc |  | 0
|  |  | 12 | Battery cables – 35mm² Single Core Flex, PVC, PCP Cable | 20 | meter |  | 0
|  |  | 13 | Load cables: 16 mm² Three Core Flex nGS, PVC, PCP/EPR Cable | 35 | meter |  | 0
|  |  | 14 | Alternate supply cable 16 mm² three Core RHZ1 armored Cable. | 20 | meter |  | 0
|  |  | 15 | Solar array cables: 25 mm² | 40 | meter |  | 0
|  |  | 16 | 25 mm² bare single core grounding cable | 20 | meter |  | 0
|  |  | 17 | Battery rack for deep cycle batteries | 1 | unit |  | 0
|  |  | 18 | DC Combiner Box | 1 | unit |  | 0
|  |  | 19 | Solar freezer | 0 | unit |  | 0
|  |  | 20 | Distribution box | 1 | unit |  | 0
|  |  | 21 | Air Conditioner | 1 | unit |  | 0
|  |  | 22 | Solid rod Lightning arrestor | 1 | unit |  | 0
|  |  | 23 | Full Grounding station | 1 | unit |  | 0
|  |  | 24 | Inland transportation of all equipment to site | 1 | item |  | 0
|  |  | 25 | Complete installation of all equipment | 1 | item |  | 0
|  |  | 26 | Commisioning and testing | 1 | item |  | 0 |  | 0
5 | BICHI | GENERAL HOSPITAL BICHI | 1 | DC to AC Inverter | 1 | unit |  | 0
|  |  | 2 | Gel deep cycle Battery | 8 | units |  | 0
|  |  | 3 | Monocrystalline 300 watts Solar Panel | 18 | units |  | 0
|  |  | 4 | 80amp MPPT Solar Charge Controller | 1 | unit |  | 0
|  |  | 5 | 90v -250v Surge protection | 1 | unit |  | 0
|  |  | 6 | Solar array stand | 1 | unit |  | 0
|  |  | 7 | Concrete base for solar array stand. | 1 | unit |  | 0
|  |  |  | Installation (MCB, Battery cables, Load cables, solar array cables, …) i.e. : |  |  |  | 0
|  |  | 8 | AC MCB 120 amps | 1 | pc |  | 0
|  |  | 9 | DC MCB 120 amps | 1 | pc |  | 0
|  |  | 10 | DC PV Disconnect 120 amps | 1 | pc |  | 0
|  |  | 11 | Changeover switch 160Amps | 1 | pc |  | 0
|  |  | 12 | Battery cables – 35mm² Single Core Flex, PVC, PCP Cable | 20 | meter |  | 0
|  |  | 13 | Load cables: 16 mm² Three Core Flex nGS, PVC, PCP/EPR Cable | 35 | meter |  | 0
|  |  | 14 | Alternate supply cable 16 mm² three Core RHZ1 armored Cable. | 20 | meter |  | 0
|  |  | 15 | Solar array cables: 25 mm² | 40 | meter |  | 0
|  |  | 16 | 25 mm² bare single core grounding cable | 20 | meter |  | 0
|  |  | 17 | Battery rack for deep cycle batteries | 1 | unit |  | 0
|  |  | 18 | DC Combiner Box | 1 | unit |  | 0
|  |  | 19 | Solar freezer | 0 | unit |  | 0
|  |  | 20 | Distribution box | 1 | unit |  | 0
|  |  | 21 | Air Conditioner | 1 | unit |  | 0
|  |  | 22 | Solid rod Lightning arrestor | 1 | unit |  | 0
|  |  | 23 | Full Grounding station | 1 | unit |  | 0
|  |  | 24 | Inland transportation of all equipment to site | 1 | item |  | 0
|  |  | 25 | Complete installation of all equipment | 1 | item |  | 0
|  |  | 26 | Commisioning and testing | 1 | item |  | 0 |  | 0
6 | MINJIBIR | GENERAL HOSPITAL MINJIBIR | 1 | DC to AC Inverter | 0 | unit |  | 0
|  |  | 2 | Gel deep cycle Battery | 5 | units |  | 0
|  |  | 3 | Monocrystalline 300 watts Solar Panel | 24 | units |  | 0
|  |  | 4 | 80amp MPPT Solar Charge Controller | 0 | unit |  | 0
|  |  | 5 | 90v -250v Surge protection | 1 | unit |  | 0
|  |  | 6 | Solar array stand | 1 | unit |  | 0
|  |  | 7 | Concrete base for solar array stand. | 1 | unit |  | 0
|  |  |  | Installation (MCB, Battery cables, Load cables, solar array cables, …) i.e. : |  |  |  | 0
|  |  | 8 | AC MCB 120 amps | 1 | pc |  | 0
|  |  | 9 | DC MCB 120 amps | 1 | pc |  | 0
|  |  | 10 | DC PV Disconnect 120 amps | 1 | pc |  | 0
|  |  | 11 | Changeover switch 160Amps | 1 | pc |  | 0
|  |  | 12 | Battery cables – 35mm² Single Core Flex, PVC, PCP Cable | 20 | meter |  | 0
|  |  | 13 | Load cables: 16 mm² Three Core Flex nGS, PVC, PCP/EPR Cable | 35 | meter |  | 0
|  |  | 14 | Alternate supply cable 16 mm² three Core RHZ1 armored Cable. | 20 | meter |  | 0
|  |  | 15 | Solar array cables: 25 mm² | 40 | meter |  | 0
|  |  | 16 | 25 mm² bare single core grounding cable | 20 | meter |  | 0
|  |  | 17 | Battery rack for deep cycle batteries | 1 | unit |  | 0
|  |  | 18 | DC Combiner Box | 1 | unit |  | 0
|  |  | 19 | Solar freezer | 0 | unit |  | 0
|  |  | 20 | Distribution box | 1 | unit |  | 0
|  |  | 21 | Air Conditioner | 1 | unit |  | 0
|  |  | 22 | Solid rod Lightning arrestor | 1 | unit |  | 0
|  |  | 23 | Full Grounding station | 1 | unit |  | 0
|  |  | 24 | Inland transportation of all equipment to site | 1 | item |  | 0
|  |  | 25 | Complete installation of all equipment | 1 | item |  | 0
|  |  | 26 | Commisioning and testing | 1 | item |  | 0 |  | 0
7 | TUDUN WADA | GENERAL HOSPITAL TUDUN WADA | 1 | DC to AC Inverter | 1 | unit |  | 0
|  |  | 2 | Gel deep cycle Battery | 8 | units |  | 0
|  |  | 3 | Monocrystalline 300 watts Solar Panel | 18 | units |  | 0
|  |  | 4 | 80amp MPPT Solar Charge Controller | 1 | unit |  | 0
|  |  | 5 | 90v -250v Surge protection | 1 | unit |  | 0
|  |  | 6 | Solar array stand | 1 | unit |  | 0
|  |  | 7 | Concrete base for solar array stand. | 1 | unit |  | 0
|  |  |  | Installation (MCB, Battery cables, Load cables, solar array cables, …) i.e. : |  |  |  | 0
|  |  | 8 | AC MCB 120 amps | 1 | pc |  | 0
|  |  | 9 | DC MCB 120 amps | 1 | pc |  | 0
|  |  | 10 | DC PV Disconnect 120 amps | 1 | pc |  | 0
|  |  | 11 | Changeover switch 160Amps | 1 | pc |  | 0
|  |  | 12 | Battery cables – 35mm² Single Core Flex, PVC, PCP Cable | 20 | meter |  | 0
|  |  | 13 | Load cables: 16 mm² Three Core Flex nGS, PVC, PCP/EPR Cable | 35 | meter |  | 0
|  |  | 14 | Alternate supply cable 16 mm² three Core RHZ1 armored Cable. | 20 | meter |  | 0
|  |  | 15 | Solar array cables: 25 mm² | 40 | meter |  | 0
|  |  | 16 | 25 mm² bare single core grounding cable | 20 | meter |  | 0
|  |  | 17 | Battery rack for deep cycle batteries | 1 | unit |  | 0
|  |  | 18 | DC Combiner Box | 1 | unit |  | 0
|  |  | 19 | Solar freezer | 0 | unit |  | 0
|  |  | 20 | Distribution box | 1 | unit |  | 0
|  |  | 21 | Air Conditioner | 1 | unit |  | 0
|  |  | 22 | Solid rod Lightning arrestor | 1 | unit |  | 0
|  |  | 23 | Full Grounding station | 1 | unit |  | 0
|  |  | 24 | Inland transportation of all equipment to site | 1 | item |  | 0
|  |  | 25 | Complete installation of all equipment | 1 | item |  | 0
|  |  | 26 | Commisioning and testing | 1 | item |  | 0 |  | 0
8 | GWARZO | GWARZO GENERAL HOSPITAL | 1 | DC to AC Inverter | 0 | unit |  | 0
|  |  | 2 | Gel deep cycle Battery | 5 | units |  | 0
|  |  | 3 | Monocrystalline 300 watts Solar Panel | 24 | units |  | 0
|  |  | 4 | 80amp MPPT Solar Charge Controller | 0 | unit |  | 0
|  |  | 5 | 90v -250v Surge protection | 1 | unit |  | 0
|  |  | 6 | Solar array stand | 1 | unit |  | 0
|  |  | 7 | Concrete base for solar array stand. | 1 | unit |  | 0
|  |  |  | Installation (MCB, Battery cables, Load cables, solar array cables, …) i.e. : |  |  |  | 0
|  |  | 8 | AC MCB 120 amps | 1 | pc |  | 0
|  |  | 9 | DC MCB 120 amps | 1 | pc |  | 0
|  |  | 10 | DC PV Disconnect 120 amps | 1 | pc |  | 0
|  |  | 11 | Changeover switch 160Amps | 1 | pc |  | 0
|  |  | 12 | Battery cables – 35mm² Single Core Flex, PVC, PCP Cable | 20 | meter |  | 0
|  |  | 13 | Load cables: 16 mm² Three Core Flex nGS, PVC, PCP/EPR Cable | 35 | meter |  | 0
|  |  | 14 | Alternate supply cable 16 mm² three Core RHZ1 armored Cable. | 20 | meter |  | 0
|  |  | 15 | Solar array cables: 25 mm² | 40 | meter |  | 0
|  |  | 16 | 25 mm² bare single core grounding cable | 20 | meter |  | 0
|  |  | 17 | Battery rack for deep cycle batteries | 1 | unit |  | 0
|  |  | 18 | DC Combiner Box | 1 | unit |  | 0
|  |  | 19 | Solar freezer | 0 | unit |  | 0
|  |  | 20 | Distribution box | 1 | unit |  | 0
|  |  | 21 | Air Conditioner | 1 | unit |  | 0
|  |  | 22 | Solid rod Lightning arrestor | 1 | unit |  | 0
|  |  | 23 | Full Grounding station | 1 | unit |  | 0
|  |  | 24 | Inland transportation of all equipment to site | 1 | item |  | 0
|  |  | 25 | Complete installation of all equipment | 1 | item |  | 0
|  |  | 26 | Commisioning and testing | 1 | item |  | 0 |  | 0
9 | KMC | HASIYA BAYERO PAEDIATRIC HOSPITAL | 1 | DC to AC Inverter | 1 | unit |  | 0
|  |  | 2 | Gel deep cycle Battery | 8 | units |  | 0
|  |  | 3 | Monocrystalline 300 watts Solar Panel | 18 | units |  | 0
|  |  | 4 | 80amp MPPT Solar Charge Controller | 1 | unit |  | 0
|  |  | 5 | 90v -250v Surge protection | 1 | unit |  | 0
|  |  | 6 | Solar array stand | 1 | unit |  | 0
|  |  | 7 | Concrete base for solar array stand. | 1 | unit |  | 0
|  |  |  | Installation (MCB, Battery cables, Load cables, solar array cables, …) i.e. : |  |  |  | 0
|  |  | 8 | AC MCB 120 amps | 1 | pc |  | 0
|  |  | 9 | DC MCB 120 amps | 1 | pc |  | 0
|  |  | 10 | DC PV Disconnect 120 amps | 1 | pc |  | 0
|  |  | 11 | Changeover switch 160Amps | 1 | pc |  | 0
|  |  | 12 | Battery cables – 35mm² Single Core Flex, PVC, PCP Cable | 20 | meter |  | 0
|  |  | 13 | Load cables: 16 mm² Three Core Flex nGS, PVC, PCP/EPR Cable | 35 | meter |  | 0
|  |  | 14 | Alternate supply cable 16 mm² three Core RHZ1 armored Cable. | 20 | meter |  | 0
|  |  | 15 | Solar array cables: 25 mm² | 40 | meter |  | 0
|  |  | 16 | 25 mm² bare single core grounding cable | 20 | meter |  | 0
|  |  | 17 | Battery rack for deep cycle batteries | 1 | unit |  | 0
|  |  | 18 | DC Combiner Box | 1 | unit |  | 0
|  |  | 19 | Solar freezer | 0 | unit |  | 0
|  |  | 20 | Distribution box | 1 | unit |  | 0
|  |  | 21 | Air Conditioner | 0 | unit |  | 0
|  |  | 22 | Solid rod Lightning arrestor | 1 | unit |  | 0
|  |  | 23 | Full Grounding station | 1 | unit |  | 0
|  |  | 24 | Inland transportation of all equipment to site | 1 | item |  | 0
|  |  | 25 | Complete installation of all equipment | 1 | item |  | 0
|  |  | 26 | Commisioning and testing | 1 | item |  | 0 |  | 0
10 | FAGGE | IDH KANO | 1 | DC to AC Inverter | 1 | unit |  | 0
|  |  | 2 | Gel deep cycle Battery | 8 | units |  | 0
|  |  | 3 | Monocrystalline 300 watts Solar Panel | 26 | units |  | 0
|  |  | 4 | 80amp MPPT Solar Charge Controller | 1 | unit |  | 0
|  |  | 5 | 90v -250v Surge protection | 1 | unit |  | 0
|  |  | 6 | Solar array stand | 1 | unit |  | 0
|  |  | 7 | Concrete base for solar array stand. | 1 | unit |  | 0
|  |  |  | Installation (MCB, Battery cables, Load cables, solar array cables, …) i.e. : |  |  |  | 0
|  |  | 8 | AC MCB 120 amps | 1 | pc |  | 0
|  |  | 9 | DC MCB 120 amps | 1 | pc |  | 0
|  |  | 10 | DC PV Disconnect 120 amps | 1 | pc |  | 0
|  |  | 11 | Changeover switch 160Amps | 1 | pc |  | 0
|  |  | 12 | Battery cables – 35mm² Single Core Flex, PVC, PCP Cable | 20 | meter |  | 0
|  |  | 13 | Load cables: 16 mm² Three Core Flex nGS, PVC, PCP/EPR Cable | 35 | meter |  | 0
|  |  | 14 | Alternate supply cable 16 mm² three Core RHZ1 armored Cable. | 20 | meter |  | 0
|  |  | 15 | Solar array cables: 25 mm² | 40 | meter |  | 0
|  |  | 16 | 25 mm² bare single core grounding cable | 20 | meter |  | 0
|  |  | 17 | Battery rack for deep cycle batteries | 1 | unit |  | 0
|  |  | 18 | DC Combiner Box | 1 | unit |  | 0
|  |  | 19 | Solar freezer | 0 | unit |  | 0
|  |  | 20 | Distribution box | 1 | unit |  | 0
|  |  | 21 | Air Conditioner | 1 | unit |  | 0
|  |  | 22 | Solid rod Lightning arrestor | 1 | unit |  | 0
|  |  | 23 | Full Grounding station | 1 | unit |  | 0
|  |  | 24 | Inland transportation of all equipment to site | 1 | item |  | 0
|  |  | 25 | Complete installation of all equipment | 1 | item |  | 0
|  |  | 26 | Commisioning and testing | 1 | item |  | 0 |  | 0
11 | GWALE | KABUGA PHC | 1 | DC to AC Inverter | 1 | unit |  | 0
|  |  | 2 | Gel deep cycle Battery | 9 | units |  | 0
|  |  | 3 | Monocrystalline 300 watts Solar Panel | 18 | units |  | 0
|  |  | 4 | 80amp MPPT Solar Charge Controller | 1 | unit |  | 0
|  |  | 5 | 90v -250v Surge protection | 1 | unit |  | 0
|  |  | 6 | Solar array stand | 1 | unit |  | 0
|  |  | 7 | Concrete base for solar array stand. | 1 | unit |  | 0
|  |  |  | Installation (MCB, Battery cables, Load cables, solar array cables, …) i.e. : |  |  |  | 0
|  |  | 8 | AC MCB 120 amps | 1 | pc |  | 0
|  |  | 9 | DC MCB 120 amps | 1 | pc |  | 0
|  |  | 10 | DC PV Disconnect 120 amps | 1 | pc |  | 0
|  |  | 11 | Changeover switch 160Amps | 1 | pc |  | 0
|  |  | 12 | Battery cables – 35mm² Single Core Flex, PVC, PCP Cable | 20 | meter |  | 0
|  |  | 13 | Load cables: 16 mm² Three Core Flex nGS, PVC, PCP/EPR Cable | 35 | meter |  | 0
|  |  | 14 | Alternate supply cable 16 mm² three Core RHZ1 armored Cable. | 20 | meter |  | 0
|  |  | 15 | Solar array cables: 25 mm² | 40 | meter |  | 0
|  |  | 16 | 25 mm² bare single core grounding cable | 20 | meter |  | 0
|  |  | 17 | Battery rack for deep cycle batteries | 1 | unit |  | 0
|  |  | 18 | DC Combiner Box | 1 | unit |  | 0
|  |  | 19 | Solar freezer | 0 | unit |  | 0
|  |  | 20 | Distribution box | 1 | unit |  | 0
|  |  | 21 | Air Conditioner | 0 | unit |  | 0
|  |  | 22 | Solid rod Lightning arrestor | 1 | unit |  | 0
|  |  | 23 | Full Grounding station | 1 | unit |  | 0
|  |  | 24 | Inland transportation of all equipment to site | 1 | item |  | 0
|  |  | 25 | Complete installation of all equipment | 1 | item |  | 0
|  |  | 26 | Commisioning and testing | 1 | item |  | 0 |  | 0
12 | NASSARAWA | MUHAMMAD ABDULLAHI WASE TEACHING HOSPITAL | 1 | DC to AC Inverter | 1 | unit |  | 0
|  |  | 2 | Gel deep cycle Battery | 8 | units |  | 0
|  |  | 3 | Monocrystalline 300 watts Solar Panel | 18 | units |  | 0
|  |  | 4 | 80amp MPPT Solar Charge Controller | 1 | unit |  | 0
|  |  | 5 | 90v -250v Surge protection | 1 | unit |  | 0
|  |  | 6 | Solar array stand | 1 | unit |  | 0
|  |  | 7 | Concrete base for solar array stand. | 1 | unit |  | 0
|  |  |  | Installation (MCB, Battery cables, Load cables, solar array cables, …) i.e. : |  |  |  | 0
|  |  | 8 | AC MCB 120 amps | 1 | pc |  | 0
|  |  | 9 | DC MCB 120 amps | 1 | pc |  | 0
|  |  | 10 | DC PV Disconnect 120 amps | 1 | pc |  | 0
|  |  | 11 | Changeover switch 160Amps | 1 | pc |  | 0
|  |  | 12 | Battery cables – 35mm² Single Core Flex, PVC, PCP Cable | 20 | meter |  | 0
|  |  | 13 | Load cables: 16 mm² Three Core Flex nGS, PVC, PCP/EPR Cable | 35 | meter |  | 0
|  |  | 14 | Alternate supply cable 16 mm² three Core RHZ1 armored Cable. | 20 | meter |  | 0
|  |  | 15 | Solar array cables: 25 mm² | 40 | meter |  | 0
|  |  | 16 | 25 mm² bare single core grounding cable | 20 | meter |  | 0
|  |  | 17 | Battery rack for deep cycle batteries | 1 | unit |  | 0
|  |  | 18 | DC Combiner Box | 1 | unit |  | 0
|  |  | 19 | Solar freezer | 0 | unit |  | 0
|  |  | 20 | Distribution box | 1 | unit |  | 0
|  |  | 21 | Air Conditioner | 1 | unit |  | 0
|  |  | 22 | Solid rod Lightning arrestor | 1 | unit |  | 0
|  |  | 23 | Full Grounding station | 1 | unit |  | 0
|  |  | 24 | Inland transportation of all equipment to site | 1 | item |  | 0
|  |  | 25 | Complete installation of all equipment | 1 | item |  | 0
|  |  | 26 | Commisioning and testing | 1 | item |  | 0 |  | 0
13 | KMC | MURTALA MUHAMMED SPECIALIST HOSPITAL | 1 | DC to AC Inverter | 1 | unit |  | 0
|  |  | 2 | Gel deep cycle Battery | 10 | units |  | 0
|  |  | 3 | Monocrystalline 300 watts Solar Panel | 18 | units |  | 0
|  |  | 4 | 80amp MPPT Solar Charge Controller | 1 | unit |  | 0
|  |  | 5 | 90v -250v Surge protection | 1 | unit |  | 0
|  |  | 6 | Solar array stand | 1 | unit |  | 0
|  |  | 7 | Concrete base for solar array stand. | 1 | unit |  | 0
|  |  |  | Installation (MCB, Battery cables, Load cables, solar array cables, …) i.e. : |  |  |  | 0
|  |  | 8 | AC MCB 120 amps | 1 | pc |  | 0
|  |  | 9 | DC MCB 120 amps | 1 | pc |  | 0
|  |  | 10 | DC PV Disconnect 120 amps | 1 | pc |  | 0
|  |  | 11 | Changeover switch 160Amps | 1 | pc |  | 0
|  |  | 12 | Battery cables – 35mm² Single Core Flex, PVC, PCP Cable | 20 | meter |  | 0
|  |  | 13 | Load cables: 16 mm² Three Core Flex nGS, PVC, PCP/EPR Cable | 35 | meter |  | 0
|  |  | 14 | Alternate supply cable 16 mm² three Core RHZ1 armored Cable. | 20 | meter |  | 0
|  |  | 15 | Solar array cables: 25 mm² | 40 | meter |  | 0
|  |  | 16 | 25 mm² bare single core grounding cable | 20 | meter |  | 0
|  |  | 17 | Battery rack for deep cycle batteries | 1 | unit |  | 0
|  |  | 18 | DC Combiner Box | 1 | unit |  | 0
|  |  | 19 | Solar freezer | 0 | unit |  | 0
|  |  | 20 | Distribution box | 1 | unit |  | 0
|  |  | 21 | Air Conditioner | 0 | unit |  | 0
|  |  | 22 | Solid rod Lightning arrestor | 1 | unit |  | 0
|  |  | 23 | Full Grounding station | 1 | unit |  | 0
|  |  | 24 | Inland transportation of all equipment to site | 1 | item |  | 0
|  |  | 25 | Complete installation of all equipment | 1 | item |  | 0
|  |  | 26 | Commisioning and testing | 1 | item |  | 0 |  | 0
14 | RANO | RANO GENERAL HOSPITAL | 1 | DC to AC Inverter | 1 | unit |  | 0
|  |  | 2 | Gel deep cycle Battery | 8 | units |  | 0
|  |  | 3 | Monocrystalline 300 watts Solar Panel | 18 | units |  | 0
|  |  | 4 | 80amp MPPT Solar Charge Controller | 1 | unit |  | 0
|  |  | 5 | 90v -250v Surge protection | 1 | unit |  | 0
|  |  | 6 | Solar array stand | 1 | unit |  | 0
|  |  | 7 | Concrete base for solar array stand. | 1 | unit |  | 0
|  |  |  | Installation (MCB, Battery cables, Load cables, solar array cables, …) i.e. : |  |  |  | 0
|  |  | 8 | AC MCB 120 amps | 1 | pc |  | 0
|  |  | 9 | DC MCB 120 amps | 1 | pc |  | 0
|  |  | 10 | DC PV Disconnect 120 amps | 1 | pc |  | 0
|  |  | 11 | Changeover switch 160Amps | 1 | pc |  | 0
|  |  | 12 | Battery cables – 35mm² Single Core Flex, PVC, PCP Cable | 20 | meter |  | 0
|  |  | 13 | Load cables: 16 mm² Three Core Flex nGS, PVC, PCP/EPR Cable | 35 | meter |  | 0
|  |  | 14 | Alternate supply cable 16 mm² three Core RHZ1 armored Cable. | 20 | meter |  | 0
|  |  | 15 | Solar array cables: 25 mm² | 40 | meter |  | 0
|  |  | 16 | 25 mm² bare single core grounding cable | 20 | meter |  | 0
|  |  | 17 | Battery rack for deep cycle batteries | 1 | unit |  | 0
|  |  | 18 | DC Combiner Box | 1 | unit |  | 0
|  |  | 19 | Solar freezer | 0 | unit |  | 0
|  |  | 20 | Distribution box | 1 | unit |  | 0
|  |  | 21 | Air Conditioner | 1 | unit |  | 0
|  |  | 22 | Solid rod Lightning arrestor | 1 | unit |  | 0
|  |  | 23 | Full Grounding station | 1 | unit |  | 0
|  |  | 24 | Inland transportation of all equipment to site | 1 | item |  | 0
|  |  | 25 | Complete installation of all equipment | 1 | item |  | 0
|  |  | 26 | Commisioning and testing | 1 | item |  | 0 |  | 0

## LOT 5. LAGOS
S/N | LGA | FACILITY |  | ITEM | QTY | UNIT | UNIT COST | TOTAL COST | CURRENCY | TOTAL COST
1 | AJEROMI | GENERAL HOSPITAL AJEROMI | 1 | Load cables: 16 mm² Three Core Flex nGS, PVC, PCP/EPR Cable | 1 | unit |  | 0
|  |  | 2 | Gel deep cycle Battery | 8 | units |  | 0
|  |  | 3 | Monocrystalline 300 watts Solar Panel | 18 | units |  | 0
|  |  | 4 | 80amp MPPT Solar Charge Controller | 1 | unit |  | 0
|  |  | 5 | 90v -250v Surge protection | 1 | unit |  | 0
|  |  | 6 | Solar array stand | 1 | unit |  | 0
|  |  | 7 | Concrete base for solar array stand. | 1 | unit |  | 0
|  |  |  | Installation (MCB, Battery cables, Load cables, solar array cables, …) i.e. : |  |  |  | 0
|  |  | 8 | AC MCB 120 amps | 1 | pc |  | 0
|  |  | 9 | DC MCB 120 amps | 1 | pc |  | 0
|  |  | 10 | DC PV Disconnect 120 amps | 1 | pc |  | 0
|  |  | 11 | Changeover switch 160Amps | 1 | pc |  | 0
|  |  | 12 | Battery cables – 35mm² Single Core Flex, PVC, PCP Cable | 20 | meter |  | 0
|  |  | 13 | Load cables: 16 mm² Three Core Flex nGS, PVC, PCP/EPR Cable | 35 | meter |  | 0
|  |  | 14 | Alternate supply cable 16 mm² three Core RHZ1 armored Cable. | 20 | meter |  | 0
|  |  | 15 | Solar array cables: 25 mm² | 40 | meter |  | 0
|  |  | 16 | 25 mm² bare single core grounding cable | 20 | meter |  | 0
|  |  | 17 | Battery rack for deep cycle batteries | 1 | unit |  | 0
|  |  | 18 | DC Combiner Box | 1 | unit |  | 0
|  |  | 19 | Solar freezer | 0 | unit |  | 0
|  |  | 20 | Distribution box | 1 | unit |  | 0
|  |  | 21 | Air Conditioner | 1 | unit |  | 0
|  |  | 22 | Solid rod Lightning arrestor | 1 | unit |  | 0
|  |  | 23 | Full Grounding station | 1 | unit |  | 0
|  |  | 24 | Inland transportation of all equipment to site | 1 | item |  | 0
|  |  | 25 | Complete installation of all equipment | 1 | item |  | 0
|  |  | 26 | Commisioning and testing | 1 | item |  | 0 |  | 0
2 | APAPA | GENERAL HOSPITAL APAPA | 1 | DC to AC Inverter | 1 | unit |  | 0
|  |  | 2 | Gel deep cycle Battery | 8 | units |  | 0
|  |  | 3 | Monocrystalline 300 watts Solar Panel | 18 | units |  | 0
|  |  | 4 | 80amp MPPT Solar Charge Controller | 1 | unit |  | 0
|  |  | 5 | 90v -250v Surge protection | 1 | unit |  | 0
|  |  | 6 | Solar array stand | 1 | unit |  | 0
|  |  | 7 | Concrete base for solar array stand. | 1 | unit |  | 0
|  |  |  | Installation (MCB, Battery cables, Load cables, solar array cables, …) i.e. : |  |  |  | 0
|  |  | 8 | AC MCB 120 amps | 1 | pc |  | 0
|  |  | 9 | DC MCB 120 amps | 1 | pc |  | 0
|  |  | 10 | DC PV Disconnect 120 amps | 1 | pc |  | 0
|  |  | 11 | Changeover switch 160Amps | 1 | pc |  | 0
|  |  | 12 | Battery cables – 35mm² Single Core Flex, PVC, PCP Cable | 20 | meter |  | 0
|  |  | 13 | Load cables: 16 mm² Three Core Flex nGS, PVC, PCP/EPR Cable | 35 | meter |  | 0
|  |  | 14 | Alternate supply cable 16 mm² three Core RHZ1 armored Cable. | 20 | meter |  | 0
|  |  | 15 | Solar array cables: 25 mm² | 40 | meter |  | 0
|  |  | 16 | 25 mm² bare single core grounding cable | 20 | meter |  | 0
|  |  | 17 | Battery rack for deep cycle batteries | 1 | unit |  | 0
|  |  | 18 | DC Combiner Box | 1 | unit |  | 0
|  |  | 19 | Solar freezer | 0 | unit |  | 0
|  |  | 20 | Distribution box | 1 | unit |  | 0
|  |  | 21 | Air Conditioner | 1 | unit |  | 0
|  |  | 22 | Solid rod Lightning arrestor | 1 | unit |  | 0
|  |  | 23 | Full Grounding station | 1 | unit |  | 0
|  |  | 24 | Inland transportation of all equipment to site | 1 | item |  | 0
|  |  | 25 | Complete installation of all equipment | 1 | item |  | 0
|  |  | 26 | Commisioning and testing | 1 | item |  | 0 |  | 0
3 | IFAKO-IJAIYE | GENERAL HOSPITAL IFAKO-IJAIYE | 1 | DC to AC Inverter | 0 | unit |  | 0
|  |  | 2 | Gel deep cycle Battery | 0 | units |  | 0
|  |  | 3 | Monocrystalline 300 watts Solar Panel | 0 | units |  | 0
|  |  | 4 | 80amp MPPT Solar Charge Controller | 0 | unit |  | 0
|  |  | 5 | 90v -250v Surge protection | 0 | unit |  | 0
|  |  | 6 | Solar array stand | 0 | unit |  | 0
|  |  | 7 | Concrete base for solar array stand. | 0 | unit |  | 0
|  |  |  | Installation (MCB, Battery cables, Load cables, solar array cables, …) i.e. : |  |  |  | 0
|  |  | 8 | AC MCB 120 amps | 1 | pc |  | 0
|  |  | 9 | DC MCB 120 amps | 0 | pc |  | 0
|  |  | 10 | DC PV Disconnect 120 amps | 0 | pc |  | 0
|  |  | 11 | Changeover switch 160Amps | 1 | pc |  | 0
|  |  | 12 | Battery cables – 35mm² Single Core Flex, PVC, PCP Cable | 0 | meter |  | 0
|  |  | 13 | Load cables: 16 mm² Three Core Flex nGS, PVC, PCP/EPR Cable | 0 | meter |  | 0
|  |  | 14 | Alternate supply cable 16 mm² three Core RHZ1 armored Cable. | 20 | meter |  | 0
|  |  | 15 | Solar array cables: 25 mm² | 0 | meter |  | 0
|  |  | 16 | 25 mm² bare single core grounding cable | 20 | meter |  | 0
|  |  | 17 | Battery rack for deep cycle batteries | 0 | unit |  | 0
|  |  | 18 | DC Combiner Box | 1 | unit |  | 0
|  |  | 19 | Solar freezer | 1 | unit |  | 0
|  |  | 20 | Distribution box | 0 | unit |  | 0
|  |  | 21 | Air Conditioner | 1 | unit |  | 0
|  |  | 22 | Solid rod Lightning arrestor | 1 | unit |  | 0
|  |  | 23 | Full Grounding station | 1 | unit |  | 0
|  |  | 24 | Inland transportation of all equipment to site | 1 | item |  | 0
|  |  | 25 | Complete installation of all equipment | 1 | item |  | 0
|  |  | 26 | Commisioning and testing | 0 | item |  | 0 |  | 0
4 | ISOLO/OSHODI | GENERAL HOSPITAL ISOLO | 1 | DC to AC Inverter | 1 | unit |  | 0
|  |  | 2 | Gel deep cycle Battery | 8 | units |  | 0
|  |  | 3 | Monocrystalline 300 watts Solar Panel | 18 | units |  | 0
|  |  | 4 | 80amp MPPT Solar Charge Controller | 1 | unit |  | 0
|  |  | 5 | 90v -250v Surge protection | 1 | unit |  | 0
|  |  | 6 | Solar array stand | 1 | unit |  | 0
|  |  | 7 | Concrete base for solar array stand. | 1 | unit |  | 0
|  |  |  | Installation (MCB, Battery cables, Load cables, solar array cables, …) i.e. : |  |  |  | 0
|  |  | 8 | AC MCB 120 amps | 1 | pc |  | 0
|  |  | 9 | DC MCB 120 amps | 1 | pc |  | 0
|  |  | 10 | DC PV Disconnect 120 amps | 1 | pc |  | 0
|  |  | 11 | Changeover switch 160Amps | 1 | pc |  | 0
|  |  | 12 | Battery cables – 35mm² Single Core Flex, PVC, PCP Cable | 20 | meter |  | 0
|  |  | 13 | Load cables: 16 mm² Three Core Flex nGS, PVC, PCP/EPR Cable | 35 | meter |  | 0
|  |  | 14 | Alternate supply cable 16 mm² three Core RHZ1 armored Cable. | 20 | meter |  | 0
|  |  | 15 | Solar array cables: 25 mm² | 40 | meter |  | 0
|  |  | 16 | 25 mm² bare single core grounding cable | 20 | meter |  | 0
|  |  | 17 | Battery rack for deep cycle batteries | 1 | unit |  | 0
|  |  | 18 | DC Combiner Box | 1 | unit |  | 0
|  |  | 19 | Solar freezer | 0 | unit |  | 0
|  |  | 20 | Distribution box | 1 | unit |  | 0
|  |  | 21 | Air Conditioner | 1 | unit |  | 0
|  |  | 22 | Solid rod Lightning arrestor | 1 | unit |  | 0
|  |  | 23 | Full Grounding station | 1 | unit |  | 0
|  |  | 24 | Inland transportation of all equipment to site | 1 | item |  | 0
|  |  | 25 | Complete installation of all equipment | 1 | item |  | 0
|  |  | 26 | Commisioning and testing | 1 | item |  | 0 |  | 0
5 | MUSHIN | GENERAL HOSPITAL MUSHIN | 1 | DC to AC Inverter | 1 | unit |  | 0
|  |  | 2 | Gel deep cycle Battery | 8 | units |  | 0
|  |  | 3 | Monocrystalline 300 watts Solar Panel | 18 | units |  | 0
|  |  | 4 | 80amp MPPT Solar Charge Controller | 1 | unit |  | 0
|  |  | 5 | 90v -250v Surge protection | 1 | unit |  | 0
|  |  | 6 | Solar array stand | 1 | unit |  | 0
|  |  | 7 | Concrete base for solar array stand. | 1 | unit |  | 0
|  |  |  | Installation (MCB, Battery cables, Load cables, solar array cables, …) i.e. : |  |  |  | 0
|  |  | 8 | AC MCB 120 amps | 1 | pc |  | 0
|  |  | 9 | DC MCB 120 amps | 1 | pc |  | 0
|  |  | 10 | DC PV Disconnect 120 amps | 1 | pc |  | 0
|  |  | 11 | Changeover switch 160Amps | 1 | pc |  | 0
|  |  | 12 | Battery cables – 35mm² Single Core Flex, PVC, PCP Cable | 20 | meter |  | 0
|  |  | 13 | Load cables: 16 mm² Three Core Flex nGS, PVC, PCP/EPR Cable | 35 | meter |  | 0
|  |  | 14 | Alternate supply cable 16 mm² three Core RHZ1 armored Cable. | 20 | meter |  | 0
|  |  | 15 | Solar array cables: 25 mm² | 40 | meter |  | 0
|  |  | 16 | 25 mm² bare single core grounding cable | 20 | meter |  | 0
|  |  | 17 | Battery rack for deep cycle batteries | 1 | unit |  | 0
|  |  | 18 | DC Combiner Box | 1 | unit |  | 0
|  |  | 19 | Solar freezer | 1 | unit |  | 0
|  |  | 20 | Distribution box | 1 | unit |  | 0
|  |  | 21 | Air Conditioner | 1 | unit |  | 0
|  |  | 22 | Solid rod Lightning arrestor | 1 | unit |  | 0
|  |  | 23 | Full Grounding station | 1 | unit |  | 0
|  |  | 24 | Inland transportation of all equipment to site | 1 | item |  | 0
|  |  | 25 | Complete installation of all equipment | 1 | item |  | 0
|  |  | 26 | Commisioning and testing | 1 | item |  | 0 |  | 0
6 | SOMOLU | GENERAL HOSPITAL SOMOLU | 1 | DC to AC Inverter | 1 | unit |  | 0
|  |  | 2 | Gel deep cycle Battery | 8 | units |  | 0
|  |  | 3 | Monocrystalline 300 watts Solar Panel | 18 | units |  | 0
|  |  | 4 | 80amp MPPT Solar Charge Controller | 1 | unit |  | 0
|  |  | 5 | 90v -250v Surge protection | 1 | unit |  | 0
|  |  | 6 | Solar array stand | 1 | unit |  | 0
|  |  | 7 | Concrete base for solar array stand. | 1 | unit |  | 0
|  |  |  | Installation (MCB, Battery cables, Load cables, solar array cables, …) i.e. : |  |  |  | 0
|  |  | 8 | AC MCB 120 amps | 1 | pc |  | 0
|  |  | 9 | DC MCB 120 amps | 1 | pc |  | 0
|  |  | 10 | DC PV Disconnect 120 amps | 1 | pc |  | 0
|  |  | 11 | Changeover switch 160Amps | 1 | pc |  | 0
|  |  | 12 | Battery cables – 35mm² Single Core Flex, PVC, PCP Cable | 20 | meter |  | 0
|  |  | 13 | Load cables: 16 mm² Three Core Flex nGS, PVC, PCP/EPR Cable | 35 | meter |  | 0
|  |  | 14 | Alternate supply cable 16 mm² three Core RHZ1 armored Cable. | 20 | meter |  | 0
|  |  | 15 | Solar array cables: 25 mm² | 40 | meter |  | 0
|  |  | 16 | 25 mm² bare single core grounding cable | 20 | meter |  | 0
|  |  | 17 | Battery rack for deep cycle batteries | 1 | unit |  | 0
|  |  | 18 | DC Combiner Box | 1 | unit |  | 0
|  |  | 19 | Solar freezer | 1 | unit |  | 0
|  |  | 20 | Distribution box | 1 | unit |  | 0
|  |  | 21 | Air Conditioner | 1 | unit |  | 0
|  |  | 22 | Solid rod Lightning arrestor | 1 | unit |  | 0
|  |  | 23 | Full Grounding station | 1 | unit |  | 0
|  |  | 24 | Inland transportation of all equipment to site | 1 | item |  | 0
|  |  | 25 | Complete installation of all equipment | 1 | item |  | 0
|  |  | 26 | Commisioning and testing | 1 | item |  | 0 |  | 0
7 | LAGOS MAINLAND | MAINLAND HOSPITAL YABA | 1 | DC to AC Inverter | 1 | unit |  | 0
|  |  | 2 | Gel deep cycle Battery | 10 | units |  | 0
|  |  | 3 | Monocrystalline 300 watts Solar Panel | 18 | units |  | 0
|  |  | 4 | 80amp MPPT Solar Charge Controller | 1 | unit |  | 0
|  |  | 5 | 90v -250v Surge protection | 1 | unit |  | 0
|  |  | 6 | Solar array stand | 1 | unit |  | 0
|  |  | 7 | Concrete base for solar array stand. | 1 | unit |  | 0
|  |  |  | Installation (MCB, Battery cables, Load cables, solar array cables, …) i.e. : |  |  |  | 0
|  |  | 8 | AC MCB 120 amps | 1 | pc |  | 0
|  |  | 9 | DC MCB 120 amps | 1 | pc |  | 0
|  |  | 10 | DC PV Disconnect 120 amps | 1 | pc |  | 0
|  |  | 11 | Changeover switch 160Amps | 1 | pc |  | 0
|  |  | 12 | Battery cables – 35mm² Single Core Flex, PVC, PCP Cable | 20 | meter |  | 0
|  |  | 13 | Load cables: 16 mm² Three Core Flex nGS, PVC, PCP/EPR Cable | 35 | meter |  | 0
|  |  | 14 | Alternate supply cable 16 mm² three Core RHZ1 armored Cable. | 20 | meter |  | 0
|  |  | 15 | Solar array cables: 25 mm² | 40 | meter |  | 0
|  |  | 16 | 25 mm² bare single core grounding cable | 20 | meter |  | 0
|  |  | 17 | Battery rack for deep cycle batteries | 1 | unit |  | 0
|  |  | 18 | DC Combiner Box | 1 | unit |  | 0
|  |  | 19 | Solar freezer | 0 | unit |  | 0
|  |  | 20 | Distribution box | 1 | unit |  | 0
|  |  | 21 | Air Conditioner | 1 | unit |  | 0
|  |  | 22 | Solid rod Lightning arrestor | 1 | unit |  | 0
|  |  | 23 | Full Grounding station | 1 | unit |  | 0
|  |  | 24 | Inland transportation of all equipment to site | 1 | item |  | 0
|  |  | 25 | Complete installation of all equipment | 1 | item |  | 0
|  |  | 26 | Commisioning and testing | 1 | item |  | 0 |  | 0
8 | IKEJA | NIGERIAN AIRFORCE HOSPITAL IKEJA | 1 | DC to AC Inverter | 1 | unit |  | 0
|  |  | 2 | Gel deep cycle Battery | 0 | units |  | 0
|  |  | 3 | Monocrystalline 300 watts Solar Panel | 0 | units |  | 0
|  |  | 4 | 80amp MPPT Solar Charge Controller | 0 | unit |  | 0
|  |  | 5 | 90v -250v Surge protection | 0 | unit |  | 0
|  |  | 6 | Solar array stand | 0 | unit |  | 0
|  |  | 7 | Concrete base for solar array stand. | 0 | unit |  | 0
|  |  |  | Installation (MCB, Battery cables, Load cables, solar array cables, …) i.e. : |  |  |  | 0
|  |  | 8 | AC MCB 120 amps | 1 | pc |  | 0
|  |  | 9 | DC MCB 120 amps | 0 | pc |  | 0
|  |  | 10 | DC PV Disconnect 120 amps | 0 | pc |  | 0
|  |  | 11 | Changeover switch 160Amps | 1 | pc |  | 0
|  |  | 12 | Battery cables – 35mm² Single Core Flex, PVC, PCP Cable | 0 | meter |  | 0
|  |  | 13 | Load cables: 16 mm² Three Core Flex nGS, PVC, PCP/EPR Cable | 0 | meter |  | 0
|  |  | 14 | Alternate supply cable 16 mm² three Core RHZ1 armored Cable. | 20 | meter |  | 0
|  |  | 15 | Solar array cables: 25 mm² | 0 | meter |  | 0
|  |  | 16 | 25 mm² bare single core grounding cable | 20 | meter |  | 0
|  |  | 17 | Battery rack for deep cycle batteries | 0 | unit |  | 0
|  |  | 18 | DC Combiner Box | 0 | unit |  | 0
|  |  | 19 | Solar freezer | 1 | unit |  | 0
|  |  | 20 | Distribution box | 0 | unit |  | 0
|  |  | 21 | Air Conditioner | 0 | unit |  | 0
|  |  | 22 | Solid rod Lightning arrestor | 1 | unit |  | 0
|  |  | 23 | Full Grounding station | 1 | unit |  | 0
|  |  | 24 | Inland transportation of all equipment to site | 1 | item |  | 0
|  |  | 25 | Complete installation of all equipment | 1 | item |  | 0
|  |  | 26 | Commisioning and testing | 0 | item |  | 0 |  | 0
9 | LAGOS MAINLAND | 68 NIGERIAN ARMY REFERENCE HOSPITAL | 1 | DC to AC Inverter | 1 | unit |  | 0
|  |  | 2 | Gel deep cycle Battery | 0 | units |  | 0
|  |  | 3 | Monocrystalline 300 watts Solar Panel | 0 | units |  | 0
|  |  | 4 | 80amp MPPT Solar Charge Controller | 0 | unit |  | 0
|  |  | 5 | 90v -250v Surge protection | 0 | unit |  | 0
|  |  | 6 | Solar array stand | 0 | unit |  | 0
|  |  | 7 | Concrete base for solar array stand. | 0 | unit |  | 0
|  |  |  | Installation (MCB, Battery cables, Load cables, solar array cables, …) i.e. : |  |  |  | 0
|  |  | 8 | AC MCB 120 amps | 1 | pc |  | 0
|  |  | 9 | DC MCB 120 amps | 0 | pc |  | 0
|  |  | 10 | DC PV Disconnect 120 amps | 0 | pc |  | 0
|  |  | 11 | Changeover switch 160Amps | 1 | pc |  | 0
|  |  | 12 | Battery cables – 35mm² Single Core Flex, PVC, PCP Cable | 0 | meter |  | 0
|  |  | 13 | Load cables: 16 mm² Three Core Flex nGS, PVC, PCP/EPR Cable | 0 | meter |  | 0
|  |  | 14 | Alternate supply cable 16 mm² three Core RHZ1 armored Cable. | 20 | meter |  | 0
|  |  | 15 | Solar array cables: 25 mm² | 0 | meter |  | 0
|  |  | 16 | 25 mm² bare single core grounding cable | 20 | meter |  | 0
|  |  | 17 | Battery rack for deep cycle batteries | 0 | unit |  | 0
|  |  | 18 | DC Combiner Box | 0 | unit |  | 0
|  |  | 19 | Solar freezer | 1 | unit |  | 0
|  |  | 20 | Distribution box | 0 | unit |  | 0
|  |  | 21 | Air Conditioner | 0 | unit |  | 0
|  |  | 22 | Solid rod Lightning arrestor | 1 | unit |  | 0
|  |  | 23 | Full Grounding station | 1 | unit |  | 0
|  |  | 24 | Inland transportation of all equipment to site | 1 | item |  | 0
|  |  | 25 | Complete installation of all equipment | 1 | item |  | 0
|  |  | 26 | Commisioning and testing | 1 | item |  | 0 |  | 0
10 | SURULERE | RANDLE GENERAL HOSPITAL | 1 | DC to AC Inverter | 1 | unit |  | 0
|  |  | 2 | Gel deep cycle Battery | 8 | units |  | 0
|  |  | 3 | Monocrystalline 300 watts Solar Panel | 18 | units |  | 0
|  |  | 4 | 80amp MPPT Solar Charge Controller | 1 | unit |  | 0
|  |  | 5 | 90v -250v Surge protection | 1 | unit |  | 0
|  |  | 6 | Solar array stand | 1 | unit |  | 0
|  |  | 7 | Concrete base for solar array stand. | 1 | unit |  | 0
|  |  |  | Installation (MCB, Battery cables, Load cables, solar array cables, …) i.e. : |  |  |  | 0
|  |  | 8 | AC MCB 120 amps | 1 | pc |  | 0
|  |  | 9 | DC MCB 120 amps | 1 | pc |  | 0
|  |  | 10 | DC PV Disconnect 120 amps | 1 | pc |  | 0
|  |  | 11 | Changeover switch 160Amps | 1 | pc |  | 0
|  |  | 12 | Battery cables – 35mm² Single Core Flex, PVC, PCP Cable | 20 | meter |  | 0
|  |  | 13 | Load cables: 16 mm² Three Core Flex nGS, PVC, PCP/EPR Cable | 35 | meter |  | 0
|  |  | 14 | Alternate supply cable 16 mm² three Core RHZ1 armored Cable. | 20 | meter |  | 0
|  |  | 15 | Solar array cables: 25 mm² | 40 | meter |  | 0
|  |  | 16 | 25 mm² bare single core grounding cable | 20 | meter |  | 0
|  |  | 17 | Battery rack for deep cycle batteries | 1 | unit |  | 0
|  |  | 18 | DC Combiner Box | 1 | unit |  | 0
|  |  | 19 | Solar freezer | 1 | unit |  | 0
|  |  | 20 | Distribution box | 1 | unit |  | 0
|  |  | 21 | Air Conditioner | 1 | unit |  | 0
|  |  | 22 | Solid rod Lightning arrestor | 1 | unit |  | 0
|  |  | 23 | Full Grounding station | 1 | unit |  | 0
|  |  | 24 | Inland transportation of all equipment to site | 1 | item |  | 0
|  |  | 25 | Complete installation of all equipment | 1 | item |  | 0
|  |  | 26 | Commisioning and testing | 1 | item |  | 0 |  | 0
11 | AGEGE | SANGO PRIMARY HEALTH CENTRE ORILE-AGEGE | 1 | DC to AC Inverter | 0 | unit |  | 0
|  |  | 2 | Gel deep cycle Battery | 4 | units |  | 0
|  |  | 3 | Monocrystalline 300 watts Solar Panel | 18 | units |  | 0
|  |  | 4 | 80amp MPPT Solar Charge Controller | 1 | unit |  | 0
|  |  | 5 | 90v -250v Surge protection | 1 | unit |  | 0
|  |  | 6 | Solar array stand | 1 | unit |  | 0
|  |  | 7 | Concrete base for solar array stand. | 1 | unit |  | 0
|  |  |  | Installation (MCB, Battery cables, Load cables, solar array cables, …) i.e. : |  |  |  | 0
|  |  | 8 | AC MCB 120 amps | 1 | pc |  | 0
|  |  | 9 | DC MCB 120 amps | 1 | pc |  | 0
|  |  | 10 | DC PV Disconnect 120 amps | 1 | pc |  | 0
|  |  | 11 | Changeover switch 160Amps | 1 | pc |  | 0
|  |  | 12 | Battery cables – 35mm² Single Core Flex, PVC, PCP Cable | 20 | meter |  | 0
|  |  | 13 | Load cables: 16 mm² Three Core Flex nGS, PVC, PCP/EPR Cable | 35 | meter |  | 0
|  |  | 14 | Alternate supply cable 16 mm² three Core RHZ1 armored Cable. | 20 | meter |  | 0
|  |  | 15 | Solar array cables: 25 mm² | 40 | meter |  | 0
|  |  | 16 | 25 mm² bare single core grounding cable | 20 | meter |  | 0
|  |  | 17 | Battery rack for deep cycle batteries | 1 | unit |  | 0
|  |  | 18 | DC Combiner Box | 1 | unit |  | 0
|  |  | 19 | Solar freezer | 0 | unit |  | 0
|  |  | 20 | Distribution box | 1 | unit |  | 0
|  |  | 21 | Air Conditioner | 1 | unit |  | 0
|  |  | 22 | Solid rod Lightning arrestor | 1 | unit |  | 0
|  |  | 23 | Full Grounding station | 1 | unit |  | 0
|  |  | 24 | Inland transportation of all equipment to site | 1 | item |  | 0
|  |  | 25 | Complete installation of all equipment | 1 | item |  | 0
|  |  | 26 | Commisioning and testing | 1 | item |  | 0 |  | 0
12 | OSHODI | ST CATHERINE OF SIENA MEDICAL CENTRE | 1 | DC to AC Inverter | 1 | unit |  | 0
|  |  | 2 | Gel deep cycle Battery | 8 | units |  | 0
|  |  | 3 | Monocrystalline 300 watts Solar Panel | 18 | units |  | 0
|  |  | 4 | 80amp MPPT Solar Charge Controller | 1 | unit |  | 0
|  |  | 5 | 90v -250v Surge protection | 1 | unit |  | 0
|  |  | 6 | Solar array stand | 1 | unit |  | 0
|  |  | 7 | Concrete base for solar array stand. | 1 | unit |  | 0
|  |  |  | Installation (MCB, Battery cables, Load cables, solar array cables, …) i.e. : |  |  |  | 0
|  |  | 8 | AC MCB 120 amps | 1 | pc |  | 0
|  |  | 9 | DC MCB 120 amps | 1 | pc |  | 0
|  |  | 10 | DC PV Disconnect 120 amps | 1 | pc |  | 0
|  |  | 11 | Changeover switch 160Amps | 1 | pc |  | 0
|  |  | 12 | Battery cables – 35mm² Single Core Flex, PVC, PCP Cable | 20 | meter |  | 0
|  |  | 13 | Load cables: 16 mm² Three Core Flex nGS, PVC, PCP/EPR Cable | 35 | meter |  | 0
|  |  | 14 | Alternate supply cable 16 mm² three Core RHZ1 armored Cable. | 20 | meter |  | 0
|  |  | 15 | Solar array cables: 25 mm² | 40 | meter |  | 0
|  |  | 16 | 25 mm² bare single core grounding cable | 20 | meter |  | 0
|  |  | 17 | Battery rack for deep cycle batteries | 1 | unit |  | 0
|  |  | 18 | DC Combiner Box | 1 | unit |  | 0
|  |  | 19 | Solar freezer | 1 | unit |  | 0
|  |  | 20 | Distribution box | 1 | unit |  | 0
|  |  | 21 | Air Conditioner | 1 | unit |  | 0
|  |  | 22 | Solid rod Lightning arrestor | 1 | unit |  | 0
|  |  | 23 | Full Grounding station | 1 | unit |  | 0
|  |  | 24 | Inland transportation of all equipment to site | 1 | item |  | 0
|  |  | 25 | Complete installation of all equipment | 1 | item |  | 0
|  |  | 26 | Commisioning and testing | 1 | item |  | 0 |  | 0
13 | AJEROMI | ST THERESA HOSPITAL | 1 | DC to AC Inverter | 0 | unit |  | 0
|  |  | 2 | Gel deep cycle Battery | 4 | units |  | 0
|  |  | 3 | Monocrystalline 300 watts Solar Panel | 18 | units |  | 0
|  |  | 4 | 80amp MPPT Solar Charge Controller | 1 | unit |  | 0
|  |  | 5 | 90v -250v Surge protection | 1 | unit |  | 0
|  |  | 6 | Solar array stand | 1 | unit |  | 0
|  |  | 7 | Concrete base for solar array stand. | 1 | unit |  | 0
|  |  |  | Installation (MCB, Battery cables, Load cables, solar array cables, …) i.e. : |  |  |  | 0
|  |  | 8 | AC MCB 120 amps | 1 | pc |  | 0
|  |  | 9 | DC MCB 120 amps | 1 | pc |  | 0
|  |  | 10 | DC PV Disconnect 120 amps | 1 | pc |  | 0
|  |  | 11 | Changeover switch 160Amps | 1 | pc |  | 0
|  |  | 12 | Battery cables – 35mm² Single Core Flex, PVC, PCP Cable | 20 | meter |  | 0
|  |  | 13 | Load cables: 16 mm² Three Core Flex nGS, PVC, PCP/EPR Cable | 35 | meter |  | 0
|  |  | 14 | Alternate supply cable 16 mm² three Core RHZ1 armored Cable. | 20 | meter |  | 0
|  |  | 15 | Solar array cables: 25 mm² | 40 | meter |  | 0
|  |  | 16 | 25 mm² bare single core grounding cable | 20 | meter |  | 0
|  |  | 17 | Battery rack for deep cycle batteries | 1 | unit |  | 0
|  |  | 18 | DC Combiner Box | 1 | unit |  | 0
|  |  | 19 | Solar freezer | 0 | unit |  | 0
|  |  | 20 | Distribution box | 1 | unit |  | 0
|  |  | 21 | Air Conditioner | 1 | unit |  | 0
|  |  | 22 | Solid rod Lightning arrestor | 1 | unit |  | 0
|  |  | 23 | Full Grounding station | 1 | unit |  | 0
|  |  | 24 | Inland transportation of all equipment to site | 1 | item |  | 0
|  |  | 25 | Complete installation of all equipment | 1 | item |  | 0
|  |  | 26 | Commisioning and testing | 1 | item |  | 0 |  | 0
14 | ALIMOSHO | AYOBO IPAJA PHC | 1 | DC to AC Inverter | 1 | unit |  | 0
|  |  | 2 | Gel deep cycle Battery | 12 | units |  | 0
|  |  | 3 | Monocrystalline 300 watts Solar Panel | 18 | units |  | 0
|  |  | 4 | 80amp MPPT Solar Charge Controller | 1 | unit |  | 0
|  |  | 5 | 90v -250v Surge protection | 1 | unit |  | 0
|  |  | 6 | Solar array stand | 1 | unit |  | 0
|  |  | 7 | Concrete base for solar array stand. | 1 | unit |  | 0
|  |  |  | Installation (MCB, Battery cables, Load cables, solar array cables, …) i.e. : |  |  |  | 0
|  |  | 8 | AC MCB 120 amps | 1 | pc |  | 0
|  |  | 9 | DC MCB 120 amps | 1 | pc |  | 0
|  |  | 10 | DC PV Disconnect 120 amps | 1 | pc |  | 0
|  |  | 11 | Changeover switch 160Amps | 1 | pc |  | 0
|  |  | 12 | Battery cables – 35mm² Single Core Flex, PVC, PCP Cable | 20 | meter |  | 0
|  |  | 13 | Load cables: 16 mm² Three Core Flex nGS, PVC, PCP/EPR Cable | 35 | meter |  | 0
|  |  | 14 | Alternate supply cable 16 mm² three Core RHZ1 armored Cable. | 20 | meter |  | 0
|  |  | 15 | Solar array cables: 25 mm² | 40 | meter |  | 0
|  |  | 16 | 25 mm² bare single core grounding cable | 20 | meter |  | 0
|  |  | 17 | Battery rack for deep cycle batteries | 1 | unit |  | 0
|  |  | 18 | DC Combiner Box | 1 | unit |  | 0
|  |  | 19 | Solar freezer | 0 | unit |  | 0
|  |  | 20 | Distribution box | 1 | unit |  | 0
|  |  | 21 | Air Conditioner | 1 | unit |  | 0
|  |  | 22 | Solid rod Lightning arrestor | 1 | unit |  | 0
|  |  | 23 | Full Grounding station | 1 | unit |  | 0
|  |  | 24 | Inland transportation of all equipment to site | 1 | item |  | 0
|  |  | 25 | Complete installation of all equipment | 1 | item |  | 0
|  |  | 26 | Commisioning and testing | 1 | item |  | 0 |  | 0
15 | BADAGRY | GENERAL HOSPITAL BADAGRY | 1 | DC to AC Inverter | 1 | unit |  | 0
|  |  | 2 | Gel deep cycle Battery | 12 | units |  | 0
|  |  | 3 | Monocrystalline 300 watts Solar Panel | 18 | units |  | 0
|  |  | 4 | 80amp MPPT Solar Charge Controller | 1 | unit |  | 0
|  |  | 5 | 90v -250v Surge protection | 1 | unit |  | 0
|  |  | 6 | Solar array stand | 1 | unit |  | 0
|  |  | 7 | Concrete base for solar array stand. | 1 | unit |  | 0
|  |  |  | Installation (MCB, Battery cables, Load cables, solar array cables, …) i.e. : |  |  |  | 0
|  |  | 8 | AC MCB 120 amps | 1 | pc |  | 0
|  |  | 9 | DC MCB 120 amps | 1 | pc |  | 0
|  |  | 10 | DC PV Disconnect 120 amps | 1 | pc |  | 0
|  |  | 11 | Changeover switch 160Amps | 1 | pc |  | 0
|  |  | 12 | Battery cables – 35mm² Single Core Flex, PVC, PCP Cable | 20 | meter |  | 0
|  |  | 13 | Load cables: 16 mm² Three Core Flex nGS, PVC, PCP/EPR Cable | 35 | meter |  | 0
|  |  | 14 | Alternate supply cable 16 mm² three Core RHZ1 armored Cable. | 20 | meter |  | 0
|  |  | 15 | Solar array cables: 25 mm² | 40 | meter |  | 0
|  |  | 16 | 25 mm² bare single core grounding cable | 20 | meter |  | 0
|  |  | 17 | Battery rack for deep cycle batteries | 1 | unit |  | 0
|  |  | 18 | DC Combiner Box | 1 | unit |  | 0
|  |  | 19 | Solar freezer | 0 | unit |  | 0
|  |  | 20 | Distribution box | 1 | unit |  | 0
|  |  | 21 | Air Conditioner | 1 | unit |  | 0
|  |  | 22 | Solid rod Lightning arrestor | 1 | unit |  | 0
|  |  | 23 | Full Grounding station | 1 | unit |  | 0
|  |  | 24 | Inland transportation of all equipment to site | 1 | item |  | 0
|  |  | 25 | Complete installation of all equipment | 1 | item |  | 0
|  |  | 26 | Commisioning and testing | 1 | item |  | 0 |  | 0
16 | LAGOS ISLAND | GENERAL HOSPITAL LAGOS ISLAND | 1 | DC to AC Inverter | 1 | unit |  | 0
|  |  | 2 | Gel deep cycle Battery | 9 | units |  | 0
|  |  | 3 | Monocrystalline 300 watts Solar Panel | 18 | units |  | 0
|  |  | 4 | 80amp MPPT Solar Charge Controller | 1 | unit |  | 0
|  |  | 5 | 90v -250v Surge protection | 1 | unit |  | 0
|  |  | 6 | Solar array stand | 1 | unit |  | 0
|  |  | 7 | Concrete base for solar array stand. | 1 | unit |  | 0
|  |  |  | Installation (MCB, Battery cables, Load cables, solar array cables, …) i.e. : |  |  |  | 0
|  |  | 8 | AC MCB 120 amps | 1 | pc |  | 0
|  |  | 9 | DC MCB 120 amps | 1 | pc |  | 0
|  |  | 10 | DC PV Disconnect 120 amps | 1 | pc |  | 0
|  |  | 11 | Changeover switch 160Amps | 1 | pc |  | 0
|  |  | 12 | Battery cables – 35mm² Single Core Flex, PVC, PCP Cable | 20 | meter |  | 0
|  |  | 13 | Load cables: 16 mm² Three Core Flex nGS, PVC, PCP/EPR Cable | 35 | meter |  | 0
|  |  | 14 | Alternate supply cable 16 mm² three Core RHZ1 armored Cable. | 20 | meter |  | 0
|  |  | 15 | Solar array cables: 25 mm² | 40 | meter |  | 0
|  |  | 16 | 25 mm² bare single core grounding cable | 20 | meter |  | 0
|  |  | 17 | Battery rack for deep cycle batteries | 1 | unit |  | 0
|  |  | 18 | DC Combiner Box | 1 | unit |  | 0
|  |  | 19 | Solar freezer | 0 | unit |  | 0
|  |  | 20 | Distribution box | 1 | unit |  | 0
|  |  | 21 | Air Conditioner | 1 | unit |  | 0
|  |  | 22 | Solid rod Lightning arrestor | 1 | unit |  | 0
|  |  | 23 | Full Grounding station | 1 | unit |  | 0
|  |  | 24 | Inland transportation of all equipment to site | 1 | item |  | 0
|  |  | 25 | Complete installation of all equipment | 1 | item |  | 0
|  |  | 26 | Commisioning and testing | 1 | item |  | 0 |  | 0
17 | IBEJU-LEKK | IBEJU-LEKKI GENERAL HOSPITAL | 1 | DC to AC Inverter | 1 | unit |  | 0
|  |  | 2 | Gel deep cycle Battery | 12 | units |  | 0
|  |  | 3 | Monocrystalline 300 watts Solar Panel | 18 | units |  | 0
|  |  | 4 | 80amp MPPT Solar Charge Controller | 1 | unit |  | 0
|  |  | 5 | 90v -250v Surge protection | 1 | unit |  | 0
|  |  | 6 | Solar array stand | 1 | unit |  | 0
|  |  | 7 | Concrete base for solar array stand. | 1 | unit |  | 0
|  |  |  | Installation (MCB, Battery cables, Load cables, solar array cables, …) i.e. : |  |  |  | 0
|  |  | 8 | AC MCB 120 amps | 1 | pc |  | 0
|  |  | 9 | DC MCB 120 amps | 1 | pc |  | 0
|  |  | 10 | DC PV Disconnect 120 amps | 1 | pc |  | 0
|  |  | 11 | Changeover switch 160Amps | 1 | pc |  | 0
|  |  | 12 | Battery cables – 35mm² Single Core Flex, PVC, PCP Cable | 20 | meter |  | 0
|  |  | 13 | Load cables: 16 mm² Three Core Flex nGS, PVC, PCP/EPR Cable | 35 | meter |  | 0
|  |  | 14 | Alternate supply cable 16 mm² three Core RHZ1 armored Cable. | 20 | meter |  | 0
|  |  | 15 | Solar array cables: 25 mm² | 40 | meter |  | 0
|  |  | 16 | 25 mm² bare single core grounding cable | 20 | meter |  | 0
|  |  | 17 | Battery rack for deep cycle batteries | 1 | unit |  | 0
|  |  | 18 | DC Combiner Box | 1 | unit |  | 0
|  |  | 19 | Solar freezer | 1 | unit |  | 0
|  |  | 20 | Distribution box | 1 | unit |  | 0
|  |  | 21 | Air Conditioner | 1 | unit |  | 0
|  |  | 22 | Solid rod Lightning arrestor | 1 | unit |  | 0
|  |  | 23 | Full Grounding station | 1 | unit |  | 0
|  |  | 24 | Inland transportation of all equipment to site | 1 | item |  | 0
|  |  | 25 | Complete installation of all equipment | 1 | item |  | 0
|  |  | 26 | Commisioning and testing | 1 | item |  | 0 |  | 0
18 | IKEJA | LASUTH 1 | 1 | DC to AC Inverter | 1 | unit |  | 0
|  |  | 2 | Gel deep cycle Battery | 9 | units |  | 0
|  |  | 3 | Monocrystalline 300 watts Solar Panel | 18 | units |  | 0
|  |  | 4 | 80amp MPPT Solar Charge Controller | 1 | unit |  | 0
|  |  | 5 | 90v -250v Surge protection | 1 | unit |  | 0
|  |  | 6 | Solar array stand | 1 | unit |  | 0
|  |  | 7 | Concrete base for solar array stand. | 1 | unit |  | 0
|  |  |  | Installation (MCB, Battery cables, Load cables, solar array cables, …) i.e. : |  |  |  | 0
|  |  | 8 | AC MCB 120 amps | 1 | pc |  | 0
|  |  | 9 | DC MCB 120 amps | 1 | pc |  | 0
|  |  | 10 | DC PV Disconnect 120 amps | 1 | pc |  | 0
|  |  | 11 | Changeover switch 160Amps | 1 | pc |  | 0
|  |  | 12 | Battery cables – 35mm² Single Core Flex, PVC, PCP Cable | 20 | meter |  | 0
|  |  | 13 | Load cables: 16 mm² Three Core Flex nGS, PVC, PCP/EPR Cable | 35 | meter |  | 0
|  |  | 14 | Alternate supply cable 16 mm² three Core RHZ1 armored Cable. | 20 | meter |  | 0
|  |  | 15 | Solar array cables: 25 mm² | 40 | meter |  | 0
|  |  | 16 | 25 mm² bare single core grounding cable | 20 | meter |  | 0
|  |  | 17 | Battery rack for deep cycle batteries | 1 | unit |  | 0
|  |  | 18 | DC Combiner Box | 1 | unit |  | 0
|  |  | 19 | Solar freezer | 1 | unit |  | 0
|  |  | 20 | Distribution box | 1 | unit |  | 0
|  |  | 21 | Air Conditioner | 1 | unit |  | 0
|  |  | 22 | Solid rod Lightning arrestor | 1 | unit |  | 0
|  |  | 23 | Full Grounding station | 1 | unit |  | 0
|  |  | 24 | Inland transportation of all equipment to site | 1 | item |  | 0
|  |  | 25 | Complete installation of all equipment | 1 | item |  | 0
|  |  | 26 | Commisioning and testing | 1 | item |  | 0 |  | 0
19 | MUSHIN | LUTH IDIARABA | 1 | DC to AC Inverter | 1 | unit |  | 0
|  |  | 2 | Gel deep cycle Battery | 8 | units |  | 0
|  |  | 3 | Monocrystalline 300 watts Solar Panel | 18 | units |  | 0
|  |  | 4 | 80amp MPPT Solar Charge Controller | 1 | unit |  | 0
|  |  | 5 | 90v -250v Surge protection | 1 | unit |  | 0
|  |  | 6 | Solar array stand | 1 | unit |  | 0
|  |  | 7 | Concrete base for solar array stand. | 1 | unit |  | 0
|  |  |  | Installation (MCB, Battery cables, Load cables, solar array cables, …) i.e. : |  |  |  | 0
|  |  | 8 | AC MCB 120 amps | 1 | pc |  | 0
|  |  | 9 | DC MCB 120 amps | 1 | pc |  | 0
|  |  | 10 | DC PV Disconnect 120 amps | 1 | pc |  | 0
|  |  | 11 | Changeover switch 160Amps | 1 | pc |  | 0
|  |  | 12 | Battery cables – 35mm² Single Core Flex, PVC, PCP Cable | 20 | meter |  | 0
|  |  | 13 | Load cables: 16 mm² Three Core Flex nGS, PVC, PCP/EPR Cable | 35 | meter |  | 0
|  |  | 14 | Alternate supply cable 16 mm² three Core RHZ1 armored Cable. | 20 | meter |  | 0
|  |  | 15 | Solar array cables: 25 mm² | 40 | meter |  | 0
|  |  | 16 | 25 mm² bare single core grounding cable | 20 | meter |  | 0
|  |  | 17 | Battery rack for deep cycle batteries | 1 | unit |  | 0
|  |  | 18 | DC Combiner Box | 1 | unit |  | 0
|  |  | 19 | Solar freezer | 1 | unit |  | 0
|  |  | 20 | Distribution box | 1 | unit |  | 0
|  |  | 21 | Air Conditioner | 1 | unit |  | 0
|  |  | 22 | Solid rod Lightning arrestor | 1 | unit |  | 0
|  |  | 23 | Full Grounding station | 1 | unit |  | 0
|  |  | 24 | Inland transportation of all equipment to site | 1 | item |  | 0
|  |  | 25 | Complete installation of all equipment | 1 | item |  | 0
|  |  | 26 | Commisioning and testing | 1 | item |  | 0 |  | 0
20 | LAGOS ISLAND | MASSEY CHILDREN HOSPITAL | 1 | DC to AC Inverter | 1 | unit |  | 0
|  |  | 2 | Gel deep cycle Battery | 8 | units |  | 0
|  |  | 3 | Monocrystalline 300 watts Solar Panel | 18 | units |  | 0
|  |  | 4 | 80amp MPPT Solar Charge Controller | 1 | unit |  | 0
|  |  | 5 | 90v -250v Surge protection | 1 | unit |  | 0
|  |  | 6 | Solar array stand | 1 | unit |  | 0
|  |  | 7 | Concrete base for solar array stand. | 1 | unit |  | 0
|  |  |  | Installation (MCB, Battery cables, Load cables, solar array cables, …) i.e. : |  |  |  | 0
|  |  | 8 | AC MCB 120 amps | 1 | pc |  | 0
|  |  | 9 | DC MCB 120 amps | 1 | pc |  | 0
|  |  | 10 | DC PV Disconnect 120 amps | 1 | pc |  | 0
|  |  | 11 | Changeover switch 160Amps | 1 | pc |  | 0
|  |  | 12 | Battery cables – 35mm² Single Core Flex, PVC, PCP Cable | 20 | meter |  | 0
|  |  | 13 | Load cables: 16 mm² Three Core Flex nGS, PVC, PCP/EPR Cable | 35 | meter |  | 0
|  |  | 14 | Alternate supply cable 16 mm² three Core RHZ1 armored Cable. | 20 | meter |  | 0
|  |  | 15 | Solar array cables: 25 mm² | 40 | meter |  | 0
|  |  | 16 | 25 mm² bare single core grounding cable | 20 | meter |  | 0
|  |  | 17 | Battery rack for deep cycle batteries | 1 | unit |  | 0
|  |  | 18 | DC Combiner Box | 1 | unit |  | 0
|  |  | 19 | Solar freezer | 0 | unit |  | 0
|  |  | 20 | Distribution box | 1 | unit |  | 0
|  |  | 21 | Air Conditioner | 1 | unit |  | 0
|  |  | 22 | Solid rod Lightning arrestor | 1 | unit |  | 0
|  |  | 23 | Full Grounding station | 1 | unit |  | 0
|  |  | 24 | Inland transportation of all equipment to site | 1 | item |  | 0
|  |  | 25 | Complete installation of all equipment | 1 | item |  | 0
|  |  | 26 | Commisioning and testing | 1 | item |  | 0 |  | 0
21 | ETI OSA | MILITARY HOSPITAL IKOYI | 1 | DC to AC Inverter | 1 | unit |  | 0
|  |  | 2 | Gel deep cycle Battery | 12 | units |  | 0
|  |  | 3 | Monocrystalline 300 watts Solar Panel | 18 | units |  | 0
|  |  | 4 | 80amp MPPT Solar Charge Controller | 1 | unit |  | 0
|  |  | 5 | 90v -250v Surge protection | 1 | unit |  | 0
|  |  | 6 | Solar array stand | 1 | unit |  | 0
|  |  | 7 | Concrete base for solar array stand. | 1 | unit |  | 0
|  |  |  | Installation (MCB, Battery cables, Load cables, solar array cables, …) i.e. : |  |  |  | 0
|  |  | 8 | AC MCB 120 amps | 1 | pc |  | 0
|  |  | 9 | DC MCB 120 amps | 1 | pc |  | 0
|  |  | 10 | DC PV Disconnect 120 amps | 1 | pc |  | 0
|  |  | 11 | Changeover switch 160Amps | 1 | pc |  | 0
|  |  | 12 | Battery cables – 35mm² Single Core Flex, PVC, PCP Cable | 20 | meter |  | 0
|  |  | 13 | Load cables: 16 mm² Three Core Flex nGS, PVC, PCP/EPR Cable | 35 | meter |  | 0
|  |  | 14 | Alternate supply cable 16 mm² three Core RHZ1 armored Cable. | 20 | meter |  | 0
|  |  | 15 | Solar array cables: 25 mm² | 40 | meter |  | 0
|  |  | 16 | 25 mm² bare single core grounding cable | 20 | meter |  | 0
|  |  | 17 | Battery rack for deep cycle batteries | 1 | unit |  | 0
|  |  | 18 | DC Combiner Box | 1 | unit |  | 0
|  |  | 19 | Solar freezer | 1 | unit |  | 0
|  |  | 20 | Distribution box | 1 | unit |  | 0
|  |  | 21 | Air Conditioner | 1 | unit |  | 0
|  |  | 22 | Solid rod Lightning arrestor | 1 | unit |  | 0
|  |  | 23 | Full Grounding station | 1 | unit |  | 0
|  |  | 24 | Inland transportation of all equipment to site | 1 | item |  | 0
|  |  | 25 | Complete installation of all equipment | 1 | item |  | 0
|  |  | 26 | Commisioning and testing | 1 | item |  | 0 |  | 0
22 | AMUWO-ODOFIN | NIGERIAN NAVY REFERENCE HOSPITAL OJOST | 1 | DC to AC Inverter | 1 | unit |  | 0
|  |  | 2 | Gel deep cycle Battery | 12 | units |  | 0
|  |  | 3 | Monocrystalline 300 watts Solar Panel | 18 | units |  | 0
|  |  | 4 | 80amp MPPT Solar Charge Controller | 1 | unit |  | 0
|  |  | 5 | 90v -250v Surge protection | 1 | unit |  | 0
|  |  | 6 | Solar array stand | 1 | unit |  | 0
|  |  | 7 | Concrete base for solar array stand. | 1 | unit |  | 0
|  |  |  | Installation (MCB, Battery cables, Load cables, solar array cables, …) i.e. : |  |  |  | 0
|  |  | 8 | AC MCB 120 amps | 1 | pc |  | 0
|  |  | 9 | DC MCB 120 amps | 1 | pc |  | 0
|  |  | 10 | DC PV Disconnect 120 amps | 1 | pc |  | 0
|  |  | 11 | Changeover switch 160Amps | 1 | pc |  | 0
|  |  | 12 | Battery cables – 35mm² Single Core Flex, PVC, PCP Cable | 20 | meter |  | 0
|  |  | 13 | Load cables: 16 mm² Three Core Flex nGS, PVC, PCP/EPR Cable | 35 | meter |  | 0
|  |  | 14 | Alternate supply cable 16 mm² three Core RHZ1 armored Cable. | 20 | meter |  | 0
|  |  | 15 | Solar array cables: 25 mm² | 40 | meter |  | 0
|  |  | 16 | 25 mm² bare single core grounding cable | 20 | meter |  | 0
|  |  | 17 | Battery rack for deep cycle batteries | 1 | unit |  | 0
|  |  | 18 | DC Combiner Box | 1 | unit |  | 0
|  |  | 19 | Solar freezer | 0 | unit |  | 0
|  |  | 20 | Distribution box | 1 | unit |  | 0
|  |  | 21 | Air Conditioner | 1 | unit |  | 0
|  |  | 22 | Solid rod Lightning arrestor | 1 | unit |  | 0
|  |  | 23 | Full Grounding station | 1 | unit |  | 0
|  |  | 24 | Inland transportation of all equipment to site | 1 | item |  | 0
|  |  | 25 | Complete installation of all equipment | 1 | item |  | 0
|  |  | 26 | Commisioning and testing | 1 | item |  | 0 |  | 0
23 | LAGOS MAINLAND | NIMR | 1 | DC to AC Inverter | 1 | unit |  | 0
|  |  | 2 | Gel deep cycle Battery | 12 | units |  | 0
|  |  | 3 | Monocrystalline 300 watts Solar Panel | 18 | units |  | 0
|  |  | 4 | 80amp MPPT Solar Charge Controller | 1 | unit |  | 0
|  |  | 5 | 90v -250v Surge protection | 1 | unit |  | 0
|  |  | 6 | Solar array stand | 1 | unit |  | 0
|  |  | 7 | Concrete base for solar array stand. | 1 | unit |  | 0
|  |  |  | Installation (MCB, Battery cables, Load cables, solar array cables, …) i.e. : |  |  |  | 0
|  |  | 8 | AC MCB 120 amps | 1 | pc |  | 0
|  |  | 9 | DC MCB 120 amps | 1 | pc |  | 0
|  |  | 10 | DC PV Disconnect 120 amps | 1 | pc |  | 0
|  |  | 11 | Changeover switch 160Amps | 1 | pc |  | 0
|  |  | 12 | Battery cables – 35mm² Single Core Flex, PVC, PCP Cable | 20 | meter |  | 0
|  |  | 13 | Load cables: 16 mm² Three Core Flex nGS, PVC, PCP/EPR Cable | 35 | meter |  | 0
|  |  | 14 | Alternate supply cable 16 mm² three Core RHZ1 armored Cable. | 20 | meter |  | 0
|  |  | 15 | Solar array cables: 25 mm² | 40 | meter |  | 0
|  |  | 16 | 25 mm² bare single core grounding cable | 20 | meter |  | 0
|  |  | 17 | Battery rack for deep cycle batteries | 1 | unit |  | 0
|  |  | 18 | DC Combiner Box | 1 | unit |  | 0
|  |  | 19 | Solar freezer | 1 | unit |  | 0
|  |  | 20 | Distribution box | 1 | unit |  | 0
|  |  | 21 | Air Conditioner | 1 | unit |  | 0
|  |  | 22 | Solid rod Lightning arrestor | 1 | unit |  | 0
|  |  | 23 | Full Grounding station | 1 | unit |  | 0
|  |  | 24 | Inland transportation of all equipment to site | 1 | item |  | 0
|  |  | 25 | Complete installation of all equipment | 1 | item |  | 0
|  |  | 26 | Commisioning and testing | 1 | item |  | 0 |  | 0
24 | OJO | OJO PHC | 1 | DC to AC Inverter | 1 | unit |  | 0
|  |  | 2 | Gel deep cycle Battery | 4 | units |  | 0
|  |  | 3 | Monocrystalline 300 watts Solar Panel | 26 | units |  | 0
|  |  | 4 | 80amp MPPT Solar Charge Controller | 1 | unit |  | 0
|  |  | 5 | 90v -250v Surge protection | 1 | unit |  | 0
|  |  | 6 | Solar array stand | 1 | unit |  | 0
|  |  | 7 | Concrete base for solar array stand. | 1 | unit |  | 0
|  |  |  | Installation (MCB, Battery cables, Load cables, solar array cables, …) i.e. : |  |  |  | 0
|  |  | 8 | AC MCB 120 amps | 1 | pc |  | 0
|  |  | 9 | DC MCB 120 amps | 1 | pc |  | 0
|  |  | 10 | DC PV Disconnect 120 amps | 1 | pc |  | 0
|  |  | 11 | Changeover switch 160Amps | 1 | pc |  | 0
|  |  | 12 | Battery cables – 35mm² Single Core Flex, PVC, PCP Cable | 20 | meter |  | 0
|  |  | 13 | Load cables: 16 mm² Three Core Flex nGS, PVC, PCP/EPR Cable | 35 | meter |  | 0
|  |  | 14 | Alternate supply cable 16 mm² three Core RHZ1 armored Cable. | 20 | meter |  | 0
|  |  | 15 | Solar array cables: 25 mm² | 40 | meter |  | 0
|  |  | 16 | 25 mm² bare single core grounding cable | 20 | meter |  | 0
|  |  | 17 | Battery rack for deep cycle batteries | 1 | unit |  | 0
|  |  | 18 | DC Combiner Box | 1 | unit |  | 0
|  |  | 19 | Solar freezer | 1 | unit |  | 0
|  |  | 20 | Distribution box | 1 | unit |  | 0
|  |  | 21 | Air Conditioner | 1 | unit |  | 0
|  |  | 22 | Solid rod Lightning arrestor | 1 | unit |  | 0
|  |  | 23 | Full Grounding station | 1 | unit |  | 0
|  |  | 24 | Inland transportation of all equipment to site | 1 | item |  | 0
|  |  | 25 | Complete installation of all equipment | 1 | item |  | 0
|  |  | 26 | Commisioning and testing | 1 | item |  | 0 |  | 0
25 | ETI OSA | POLICE HOSPITAL FALOMO | 1 | DC to AC Inverter | 1 | unit |  | 0
|  |  | 2 | Gel deep cycle Battery | 8 | units |  | 0
|  |  | 3 | Monocrystalline 300 watts Solar Panel | 18 | units |  | 0
|  |  | 4 | 80amp MPPT Solar Charge Controller | 1 | unit |  | 0
|  |  | 5 | 90v -250v Surge protection | 1 | unit |  | 0
|  |  | 6 | Solar array stand | 1 | unit |  | 0
|  |  | 7 | Concrete base for solar array stand. | 1 | unit |  | 0
|  |  |  | Installation (MCB, Battery cables, Load cables, solar array cables, …) i.e. : |  |  |  | 0
|  |  | 8 | AC MCB 120 amps | 1 | pc |  | 0
|  |  | 9 | DC MCB 120 amps | 1 | pc |  | 0
|  |  | 10 | DC PV Disconnect 120 amps | 1 | pc |  | 0
|  |  | 11 | Changeover switch 160Amps | 1 | pc |  | 0
|  |  | 12 | Battery cables – 35mm² Single Core Flex, PVC, PCP Cable | 20 | meter |  | 0
|  |  | 13 | Load cables: 16 mm² Three Core Flex nGS, PVC, PCP/EPR Cable | 35 | meter |  | 0
|  |  | 14 | Alternate supply cable 16 mm² three Core RHZ1 armored Cable. | 20 | meter |  | 0
|  |  | 15 | Solar array cables: 25 mm² | 40 | meter |  | 0
|  |  | 16 | 25 mm² bare single core grounding cable | 20 | meter |  | 0
|  |  | 17 | Battery rack for deep cycle batteries | 1 | unit |  | 0
|  |  | 18 | DC Combiner Box | 1 | unit |  | 0
|  |  | 19 | Solar freezer | 1 | unit |  | 0
|  |  | 20 | Distribution box | 1 | unit |  | 0
|  |  | 21 | Air Conditioner | 1 | unit |  | 0
|  |  | 22 | Solid rod Lightning arrestor | 1 | unit |  | 0
|  |  | 23 | Full Grounding station | 1 | unit |  | 0
|  |  | 24 | Inland transportation of all equipment to site | 1 | item |  | 0
|  |  | 25 | Complete installation of all equipment | 1 | item |  | 0
|  |  | 26 | Commisioning and testing | 1 | item |  | 0 |  | 0
26 | ETI OSA | ST KIZITO HOSPITAL | 1 | DC to AC Inverter | 1 | unit |  | 0
|  |  | 2 | Gel deep cycle Battery | 8 | units |  | 0
|  |  | 3 | Monocrystalline 300 watts Solar Panel | 18 | units |  | 0
|  |  | 4 | 80amp MPPT Solar Charge Controller | 1 | unit |  | 0
|  |  | 5 | 90v -250v Surge protection | 1 | unit |  | 0
|  |  | 6 | Solar array stand | 1 | unit |  | 0
|  |  | 7 | Concrete base for solar array stand. | 1 | unit |  | 0
|  |  |  | Installation (MCB, Battery cables, Load cables, solar array cables, …) i.e. : |  |  |  | 0
|  |  | 8 | AC MCB 120 amps | 1 | pc |  | 0
|  |  | 9 | DC MCB 120 amps | 1 | pc |  | 0
|  |  | 10 | DC PV Disconnect 120 amps | 1 | pc |  | 0
|  |  | 11 | Changeover switch 160Amps | 1 | pc |  | 0
|  |  | 12 | Battery cables – 35mm² Single Core Flex, PVC, PCP Cable | 20 | meter |  | 0
|  |  | 13 | Load cables: 16 mm² Three Core Flex nGS, PVC, PCP/EPR Cable | 35 | meter |  | 0
|  |  | 14 | Alternate supply cable 16 mm² three Core RHZ1 armored Cable. | 20 | meter |  | 0
|  |  | 15 | Solar array cables: 25 mm² | 40 | meter |  | 0
|  |  | 16 | 25 mm² bare single core grounding cable | 20 | meter |  | 0
|  |  | 17 | Battery rack for deep cycle batteries | 1 | unit |  | 0
|  |  | 18 | DC Combiner Box | 1 | unit |  | 0
|  |  | 19 | Solar freezer | 0 | unit |  | 0
|  |  | 20 | Distribution box | 1 | unit |  | 0
|  |  | 21 | Air Conditioner | 1 | unit |  | 0
|  |  | 22 | Solid rod Lightning arrestor | 1 | unit |  | 0
|  |  | 23 | Full Grounding station | 1 | unit |  | 0
|  |  | 24 | Inland transportation of all equipment to site | 1 | item |  | 0
|  |  | 25 | Complete installation of all equipment | 1 | item |  | 0
|  |  | 26 | Commisioning and testing | 1 | item |  | 0 |  | 0

## LOT 6 ABUJA
S/N | LGA | FACILITY |  | ITEM | QTY | UNIT | UNIT COST | TOTAL COST | CURRENCY | TOTAL COST
1 | ABAJI | GENERAL HOSPITAL ABAJI | 1 | Load cables: 16 mm² Three Core Flex nGS, PVC, PCP/EPR Cable | 1 | unit |  | 0
|  |  | 2 | Gel deep cycle Battery | 8 | units |  | 0
|  |  | 3 | Monocrystalline 300 watts Solar Panel | 18 | units |  | 0
|  |  | 4 | 80amp MPPT Solar Charge Controller | 1 | unit |  | 0
|  |  | 5 | 90v -250v Surge protection | 1 | unit |  | 0
|  |  | 6 | Solar array stand | 1 | unit |  | 0
|  |  | 7 | Concrete base for solar array stand. | 1 | unit |  | 0
|  |  |  | Installation (MCB, Battery cables, Load cables, solar array cables, …) i.e. : |  |  |  | 0
|  |  | 8 | AC MCB 120 amps | 1 | pc |  | 0
|  |  | 9 | DC MCB 120 amps | 1 | pc |  | 0
|  |  | 10 | DC PV Disconnect 120 amps | 1 | pc |  | 0
|  |  | 11 | Changeover switch 160Amps | 1 | pc |  | 0
|  |  | 12 | Battery cables – 35mm² Single Core Flex, PVC, PCP Cable | 20 | meter |  | 0
|  |  | 13 | Load cables: 16 mm² Three Core Flex nGS, PVC, PCP/EPR Cable | 35 | meter |  | 0
|  |  | 14 | Alternate supply cable 16 mm² three Core RHZ1 armored Cable. | 20 | meter |  | 0
|  |  | 15 | Solar array cables: 25 mm² | 40 | meter |  | 0
|  |  | 16 | 25 mm² bare single core grounding cable | 20 | meter |  | 0
|  |  | 17 | Battery rack for deep cycle batteries | 1 | unit |  | 0
|  |  | 18 | DC Combiner Box | 1 | unit |  | 0
|  |  | 19 | Solar freezer | 0 | unit |  | 0
|  |  | 20 | Distribution box | 1 | unit |  | 0
|  |  | 21 | Air Conditioner | 1 | unit |  | 0
|  |  | 22 | Solid rod Lightning arrestor | 1 | unit |  | 0
|  |  | 23 | Full Grounding station | 1 | unit |  | 0
|  |  | 24 | Inland transportation of all equipment to site | 1 | item |  | 0
|  |  | 25 | Complete installation of all equipment | 1 | item |  | 0
|  |  | 26 | Commisioning and testing | 1 | item |  | 0 |  | 0
2 | KUJE | GENERAL HOSPITAL KUJE | 1 | DC to AC Inverter | 1 | unit |  | 0
|  |  | 2 | Gel deep cycle Battery | 8 | units |  | 0
|  |  | 3 | Monocrystalline 300 watts Solar Panel | 18 | units |  | 0
|  |  | 4 | 80amp MPPT Solar Charge Controller | 1 | unit |  | 0
|  |  | 5 | 90v -250v Surge protection | 1 | unit |  | 0
|  |  | 6 | Solar array stand | 1 | unit |  | 0
|  |  | 7 | Concrete base for solar array stand. | 1 | unit |  | 0
|  |  |  | Installation (MCB, Battery cables, Load cables, solar array cables, …) i.e. : |  |  |  | 0
|  |  | 8 | AC MCB 120 amps | 1 | pc |  | 0
|  |  | 9 | DC MCB 120 amps | 1 | pc |  | 0
|  |  | 10 | DC PV Disconnect 120 amps | 1 | pc |  | 0
|  |  | 11 | Changeover switch 160Amps | 1 | pc |  | 0
|  |  | 12 | Battery cables – 35mm² Single Core Flex, PVC, PCP Cable | 20 | meter |  | 0
|  |  | 13 | Load cables: 16 mm² Three Core Flex nGS, PVC, PCP/EPR Cable | 35 | meter |  | 0
|  |  | 14 | Alternate supply cable 16 mm² three Core RHZ1 armored Cable. | 20 | meter |  | 0
|  |  | 15 | Solar array cables: 25 mm² | 40 | meter |  | 0
|  |  | 16 | 25 mm² bare single core grounding cable | 20 | meter |  | 0
|  |  | 17 | Battery rack for deep cycle batteries | 1 | unit |  | 0
|  |  | 18 | DC Combiner Box | 1 | unit |  | 0
|  |  | 19 | Solar freezer | 1 | unit |  | 0
|  |  | 20 | Distribution box | 1 | unit |  | 0
|  |  | 21 | Air Conditioner | 1 | unit |  | 0
|  |  | 22 | Solid rod Lightning arrestor | 1 | unit |  | 0
|  |  | 23 | Full Grounding station | 1 | unit |  | 0
|  |  | 24 | Inland transportation of all equipment to site | 1 | item |  | 0
|  |  | 25 | Complete installation of all equipment | 1 | item |  | 0
|  |  | 26 | Commisioning and testing | 1 | item |  | 0 |  | 0
3 | KWALI | KWALI GENERAL HOSPITAL | 1 | DC to AC Inverter | 1 | unit |  | 0
|  |  | 2 | Gel deep cycle Battery | 8 | units |  | 0
|  |  | 3 | Monocrystalline 300 watts Solar Panel | 18 | units |  | 0
|  |  | 4 | 80amp MPPT Solar Charge Controller | 1 | unit |  | 0
|  |  | 5 | 90v -250v Surge protection | 1 | unit |  | 0
|  |  | 6 | Solar array stand | 1 | unit |  | 0
|  |  | 7 | Concrete base for solar array stand. | 1 | unit |  | 0
|  |  |  | Installation (MCB, Battery cables, Load cables, solar array cables, …) i.e. : |  |  |  | 0
|  |  | 8 | AC MCB 120 amps | 1 | pc |  | 0
|  |  | 9 | DC MCB 120 amps | 1 | pc |  | 0
|  |  | 10 | DC PV Disconnect 120 amps | 1 | pc |  | 0
|  |  | 11 | Changeover switch 160Amps | 1 | pc |  | 0
|  |  | 12 | Battery cables – 35mm² Single Core Flex, PVC, PCP Cable | 20 | meter |  | 0
|  |  | 13 | Load cables: 16 mm² Three Core Flex nGS, PVC, PCP/EPR Cable | 35 | meter |  | 0
|  |  | 14 | Alternate supply cable 16 mm² three Core RHZ1 armored Cable. | 20 | meter |  | 0
|  |  | 15 | Solar array cables: 25 mm² | 40 | meter |  | 0
|  |  | 16 | 25 mm² bare single core grounding cable | 20 | meter |  | 0
|  |  | 17 | Battery rack for deep cycle batteries | 1 | unit |  | 0
|  |  | 18 | DC Combiner Box | 1 | unit |  | 0
|  |  | 19 | Solar freezer | 0 | unit |  | 0
|  |  | 20 | Distribution box | 1 | unit |  | 0
|  |  | 21 | Air Conditioner | 0 | unit |  | 0
|  |  | 22 | Solid rod Lightning arrestor | 1 | unit |  | 0
|  |  | 23 | Full Grounding station | 1 | unit |  | 0
|  |  | 24 | Inland transportation of all equipment to site | 1 | item |  | 0
|  |  | 25 | Complete installation of all equipment | 1 | item |  | 0
|  |  | 26 | Commisioning and testing | 1 | item |  | 0 |  | 0
4 | AMAC | NATIONAL HOSPITAL | 1 | DC to AC Inverter | 1 | unit |  | 0
|  |  | 2 | Gel deep cycle Battery | 12 | units |  | 0
|  |  | 3 | Monocrystalline 300 watts Solar Panel | 0 | units |  | 0
|  |  | 4 | 80amp MPPT Solar Charge Controller | 0 | unit |  | 0
|  |  | 5 | 90v -250v Surge protection | 0 | unit |  | 0
|  |  | 6 | Solar array stand | 0 | unit |  | 0
|  |  | 7 | Concrete base for solar array stand. | 0 | unit |  | 0
|  |  |  | Installation (MCB, Battery cables, Load cables, solar array cables, …) i.e. : |  |  |  | 0
|  |  | 8 | AC MCB 120 amps | 0 | pc |  | 0
|  |  | 9 | DC MCB 120 amps | 1 | pc |  | 0
|  |  | 10 | DC PV Disconnect 120 amps | 0 | pc |  | 0
|  |  | 11 | Changeover switch 160Amps | 1 | pc |  | 0
|  |  | 12 | Battery cables – 35mm² Single Core Flex, PVC, PCP Cable | 20 | meter |  | 0
|  |  | 13 | Load cables: 16 mm² Three Core Flex nGS, PVC, PCP/EPR Cable | 0 | meter |  | 0
|  |  | 14 | Alternate supply cable 16 mm² three Core RHZ1 armored Cable. | 20 | meter |  | 0
|  |  | 15 | Solar array cables: 25 mm² | 0 | meter |  | 0
|  |  | 16 | 25 mm² bare single core grounding cable | 20 | meter |  | 0
|  |  | 17 | Battery rack for deep cycle batteries | 0 | unit |  | 0
|  |  | 18 | DC Combiner Box | 0 | unit |  | 0
|  |  | 19 | Solar freezer | 1 | unit |  | 0
|  |  | 20 | Distribution box | 0 | unit |  | 0
|  |  | 21 | Air Conditioner | 0 | unit |  | 0
|  |  | 22 | Solid rod Lightning arrestor | 1 | unit |  | 0
|  |  | 23 | Full Grounding station | 1 | unit |  | 0
|  |  | 24 | Inland transportation of all equipment to site | 1 | item |  | 0
|  |  | 25 | Complete installation of all equipment | 1 | item |  | 0
|  |  | 26 | Commisioning and testing | 1 | item |  | 0 |  | 0
5 | GWAGWALADA | UNIVERSITY OF ABUJA TEACHING HOSPITAL | 1 | DC to AC Inverter | 1 | unit |  | 0
|  |  | 2 | Gel deep cycle Battery | 10 | units |  | 0
|  |  | 3 | Monocrystalline 300 watts Solar Panel | 18 | units |  | 0
|  |  | 4 | 80amp MPPT Solar Charge Controller | 1 | unit |  | 0
|  |  | 5 | 90v -250v Surge protection | 1 | unit |  | 0
|  |  | 6 | Solar array stand | 1 | unit |  | 0
|  |  | 7 | Concrete base for solar array stand. | 1 | unit |  | 0
|  |  |  | Installation (MCB, Battery cables, Load cables, solar array cables, …) i.e. : |  |  |  | 0
|  |  | 8 | AC MCB 120 amps | 1 | pc |  | 0
|  |  | 9 | DC MCB 120 amps | 1 | pc |  | 0
|  |  | 10 | DC PV Disconnect 120 amps | 1 | pc |  | 0
|  |  | 11 | Changeover switch 160Amps | 1 | pc |  | 0
|  |  | 12 | Battery cables – 35mm² Single Core Flex, PVC, PCP Cable | 20 | meter |  | 0
|  |  | 13 | Load cables: 16 mm² Three Core Flex nGS, PVC, PCP/EPR Cable | 35 | meter |  | 0
|  |  | 14 | Alternate supply cable 16 mm² three Core RHZ1 armored Cable. | 20 | meter |  | 0
|  |  | 15 | Solar array cables: 25 mm² | 40 | meter |  | 0
|  |  | 16 | 25 mm² bare single core grounding cable | 20 | meter |  | 0
|  |  | 17 | Battery rack for deep cycle batteries | 1 | unit |  | 0
|  |  | 18 | DC Combiner Box | 1 | unit |  | 0
|  |  | 19 | Solar freezer | 0 | unit |  | 0
|  |  | 20 | Distribution box | 1 | unit |  | 0
|  |  | 21 | Air Conditioner | 1 | unit |  | 0
|  |  | 22 | Solid rod Lightning arrestor | 1 | unit |  | 0
|  |  | 23 | Full Grounding station | 1 | unit |  | 0
|  |  | 24 | Inland transportation of all equipment to site | 1 | item |  | 0
|  |  | 25 | Complete installation of all equipment | 1 | item |  | 0
|  |  | 26 | Commisioning and testing | 1 | item |  | 0 |  | 0
6 | AMAC | DHQ | 1 | DC to AC Inverter | 1 | unit |  | 0
|  |  | 2 | Gel deep cycle Battery | 12 | units |  | 0
|  |  | 3 | Monocrystalline 300 watts Solar Panel | 18 | units |  | 0
|  |  | 4 | 80amp MPPT Solar Charge Controller | 1 | unit |  | 0
|  |  | 5 | 90v -250v Surge protection | 1 | unit |  | 0
|  |  | 6 | Solar array stand | 1 | unit |  | 0
|  |  | 7 | Concrete base for solar array stand. | 1 | unit |  | 0
|  |  |  | Installation (MCB, Battery cables, Load cables, solar array cables, …) i.e. : |  |  |  | 0
|  |  | 8 | AC MCB 120 amps | 1 | pc |  | 0
|  |  | 9 | DC MCB 120 amps | 1 | pc |  | 0
|  |  | 10 | DC PV Disconnect 120 amps | 1 | pc |  | 0
|  |  | 11 | Changeover switch 160Amps | 1 | pc |  | 0
|  |  | 12 | Battery cables – 35mm² Single Core Flex, PVC, PCP Cable | 20 | meter |  | 0
|  |  | 13 | Load cables: 16 mm² Three Core Flex nGS, PVC, PCP/EPR Cable | 35 | meter |  | 0
|  |  | 14 | Alternate supply cable 16 mm² three Core RHZ1 armored Cable. | 20 | meter |  | 0
|  |  | 15 | Solar array cables: 25 mm² | 40 | meter |  | 0
|  |  | 16 | 25 mm² bare single core grounding cable | 20 | meter |  | 0
|  |  | 17 | Battery rack for deep cycle batteries | 1 | unit |  | 0
|  |  | 18 | DC Combiner Box | 1 | unit |  | 0
|  |  | 19 | Solar freezer | 0 | unit |  | 0
|  |  | 20 | Distribution box | 1 | unit |  | 0
|  |  | 21 | Air Conditioner | 1 | unit |  | 0
|  |  | 22 | Solid rod Lightning arrestor | 1 | unit |  | 0
|  |  | 23 | Full Grounding station | 1 | unit |  | 0
|  |  | 24 | Inland transportation of all equipment to site | 1 | item |  | 0
|  |  | 25 | Complete installation of all equipment | 1 | item |  | 0
|  |  | 26 | Commisioning and testing | 1 | item |  | 0
|  |  | 27 | Automatic Voltage Regulator | 1 | item |  | 0
|  |  | 28 | Extractor fan | 1 | item |  | 0 |  | 0
7 | BWARI | BWARI GENERAL HOSPITAL | 1 | DC to AC Inverter | 0 | unit |  | 0
|  |  | 2 | Gel deep cycle Battery | 8 | units |  | 0
|  |  | 3 | Monocrystalline 300 watts Solar Panel | 18 | units |  | 0
|  |  | 4 | 80amp MPPT Solar Charge Controller | 1 | unit |  | 0
|  |  | 5 | 90v -250v Surge protection | 1 | unit |  | 0
|  |  | 6 | Solar array stand | 1 | unit |  | 0
|  |  | 7 | Concrete base for solar array stand. | 1 | unit |  | 0
|  |  |  | Installation (MCB, Battery cables, Load cables, solar array cables, …) i.e. : |  |  |  | 0
|  |  | 8 | AC MCB 120 amps | 1 | pc |  | 0
|  |  | 9 | DC MCB 120 amps | 1 | pc |  | 0
|  |  | 10 | DC PV Disconnect 120 amps | 1 | pc |  | 0
|  |  | 11 | Changeover switch 160Amps | 1 | pc |  | 0
|  |  | 12 | Battery cables – 35mm² Single Core Flex, PVC, PCP Cable | 20 | meter |  | 0
|  |  | 13 | Load cables: 16 mm² Three Core Flex nGS, PVC, PCP/EPR Cable | 35 | meter |  | 0
|  |  | 14 | Alternate supply cable 16 mm² three Core RHZ1 armored Cable. | 20 | meter |  | 0
|  |  | 15 | Solar array cables: 25 mm² | 40 | meter |  | 0
|  |  | 16 | 25 mm² bare single core grounding cable | 20 | meter |  | 0
|  |  | 17 | Battery rack for deep cycle batteries | 1 | unit |  | 0
|  |  | 18 | DC Combiner Box | 1 | unit |  | 0
|  |  | 19 | Solar freezer | 0 | unit |  | 0
|  |  | 20 | Distribution box | 1 | unit |  | 0
|  |  | 21 | Air Conditioner | 1 | unit |  | 0
|  |  | 22 | Solid rod Lightning arrestor | 1 | unit |  | 0
|  |  | 23 | Full Grounding station | 1 | unit |  | 0
|  |  | 24 | Inland transportation of all equipment to site | 1 | item |  | 0
|  |  | 25 | Complete installation of all equipment | 1 | item |  | 0
|  |  | 26 | Commisioning and testing | 1 | item |  | 0
|  |  | 27 | Automatic Voltage Regulator | 1 | item |  | 0 |  | 0
8 | BWARI | GENERAL HOSPITAL KUBWA | 1 | DC to AC Inverter | 0 | unit |  | 0
|  |  | 2 | Gel deep cycle Battery | 8 | units |  | 0
|  |  | 3 | Monocrystalline 300 watts Solar Panel | 18 | units |  | 0
|  |  | 4 | 80amp MPPT Solar Charge Controller | 1 | unit |  | 0
|  |  | 5 | 90v -250v Surge protection | 1 | unit |  | 0
|  |  | 6 | Solar array stand | 1 | unit |  | 0
|  |  | 7 | Concrete base for solar array stand. | 1 | unit |  | 0
|  |  |  | Installation (MCB, Battery cables, Load cables, solar array cables, …) i.e. : |  |  |  | 0
|  |  | 8 | AC MCB 120 amps | 1 | pc |  | 0
|  |  | 9 | DC MCB 120 amps | 1 | pc |  | 0
|  |  | 10 | DC PV Disconnect 120 amps | 1 | pc |  | 0
|  |  | 11 | Changeover switch 160Amps | 1 | pc |  | 0
|  |  | 12 | Battery cables – 35mm² Single Core Flex, PVC, PCP Cable | 20 | meter |  | 0
|  |  | 13 | Load cables: 16 mm² Three Core Flex nGS, PVC, PCP/EPR Cable | 35 | meter |  | 0
|  |  | 14 | Alternate supply cable 16 mm² three Core RHZ1 armored Cable. | 20 | meter |  | 0
|  |  | 15 | Solar array cables: 25 mm² | 40 | meter |  | 0
|  |  | 16 | 25 mm² bare single core grounding cable | 20 | meter |  | 0
|  |  | 17 | Battery rack for deep cycle batteries | 1 | unit |  | 0
|  |  | 18 | DC Combiner Box | 1 | unit |  | 0
|  |  | 19 | Solar freezer | 0 | unit |  | 0
|  |  | 20 | Distribution box | 1 | unit |  | 0
|  |  | 21 | Air Conditioner | 1 | unit |  | 0
|  |  | 22 | Solid rod Lightning arrestor | 1 | unit |  | 0
|  |  | 23 | Full Grounding station | 1 | unit |  | 0
|  |  | 24 | Inland transportation of all equipment to site | 1 | item |  | 0
|  |  | 25 | Complete installation of all equipment | 1 | item |  | 0
|  |  | 26 | Commisioning and testing | 1 | item |  | 0
|  |  | 27 | Automatic Voltage Regulator | 1 | item |  | 0 |  | 0
9 | AMAC | NIPRD | 1 | DC to AC Inverter | 1 | unit |  | 0
|  |  | 2 | Gel deep cycle Battery | 12 | units |  | 0
|  |  | 3 | Monocrystalline 300 watts Solar Panel | 18 | units |  | 0
|  |  | 4 | 80amp MPPT Solar Charge Controller | 1 | unit |  | 0
|  |  | 5 | 90v -250v Surge protection | 1 | unit |  | 0
|  |  | 6 | Solar array stand | 1 | unit |  | 0
|  |  | 7 | Concrete base for solar array stand. | 1 | unit |  | 0
|  |  |  | Installation (MCB, Battery cables, Load cables, solar array cables, …) i.e. : |  |  |  | 0
|  |  | 8 | AC MCB 120 amps | 1 | pc |  | 0
|  |  | 9 | DC MCB 120 amps | 1 | pc |  | 0
|  |  | 10 | DC PV Disconnect 120 amps | 1 | pc |  | 0
|  |  | 11 | Changeover switch 160Amps | 1 | pc |  | 0
|  |  | 12 | Battery cables – 35mm² Single Core Flex, PVC, PCP Cable | 20 | meter |  | 0
|  |  | 13 | Load cables: 16 mm² Three Core Flex nGS, PVC, PCP/EPR Cable | 35 | meter |  | 0
|  |  | 14 | Alternate supply cable 16 mm² three Core RHZ1 armored Cable. | 20 | meter |  | 0
|  |  | 15 | Solar array cables: 25 mm² | 40 | meter |  | 0
|  |  | 16 | 25 mm² bare single core grounding cable | 20 | meter |  | 0
|  |  | 17 | Battery rack for deep cycle batteries | 1 | unit |  | 0
|  |  | 18 | DC Combiner Box | 1 | unit |  | 0
|  |  | 19 | Solar freezer | 0 | unit |  | 0
|  |  | 20 | Distribution box | 1 | unit |  | 0
|  |  | 21 | Air Conditioner | 0 | unit |  | 0
|  |  | 22 | Solid rod Lightning arrestor | 1 | unit |  | 0
|  |  | 23 | Full Grounding station | 1 | unit |  | 0
|  |  | 24 | Inland transportation of all equipment to site | 1 | item |  | 0
|  |  | 25 | Complete installation of all equipment | 1 | item |  | 0
|  |  | 26 | Commisioning and testing | 1 | item |  | 0 |  | 0
10 | AMAC | NYANYA GENERAL HOSPITAL | 1 | DC to AC Inverter | 1 | unit |  | 0
|  |  | 2 | Gel deep cycle Battery | 12 | units |  | 0
|  |  | 3 | Monocrystalline 300 watts Solar Panel | 18 | units |  | 0
|  |  | 4 | 80amp MPPT Solar Charge Controller | 1 | unit |  | 0
|  |  | 5 | 90v -250v Surge protection | 1 | unit |  | 0
|  |  | 6 | Solar array stand | 1 | unit |  | 0
|  |  | 7 | Concrete base for solar array stand. | 1 | unit |  | 0
|  |  |  | Installation (MCB, Battery cables, Load cables, solar array cables, …) i.e. : |  |  |  | 0
|  |  | 8 | AC MCB 120 amps | 1 | pc |  | 0
|  |  | 9 | DC MCB 120 amps | 1 | pc |  | 0
|  |  | 10 | DC PV Disconnect 120 amps | 1 | pc |  | 0
|  |  | 11 | Changeover switch 160Amps | 1 | pc |  | 0
|  |  | 12 | Battery cables – 35mm² Single Core Flex, PVC, PCP Cable | 20 | meter |  | 0
|  |  | 13 | Load cables: 16 mm² Three Core Flex nGS, PVC, PCP/EPR Cable | 35 | meter |  | 0
|  |  | 14 | Alternate supply cable 16 mm² three Core RHZ1 armored Cable. | 20 | meter |  | 0
|  |  | 15 | Solar array cables: 25 mm² | 40 | meter |  | 0
|  |  | 16 | 25 mm² bare single core grounding cable | 20 | meter |  | 0
|  |  | 17 | Battery rack for deep cycle batteries | 1 | unit |  | 0
|  |  | 18 | DC Combiner Box | 1 | unit |  | 0
|  |  | 19 | Solar freezer | 1 | unit |  | 0
|  |  | 20 | Distribution box | 1 | unit |  | 0
|  |  | 21 | Air Conditioner | 0 | unit |  | 0
|  |  | 22 | Solid rod Lightning arrestor | 1 | unit |  | 0
|  |  | 23 | Full Grounding station | 1 | unit |  | 0
|  |  | 24 | Inland transportation of all equipment to site | 1 | item |  | 0
|  |  | 25 | Complete installation of all equipment | 1 | item |  | 0
|  |  | 26 | Commisioning and testing | 1 | item |  | 0 |  | 0
11 | AMAC | PHC KUCHIGORO | 1 | DC to AC Inverter | 0 | unit |  | 0
|  |  | 2 | Gel deep cycle Battery | 9 | units |  | 0
|  |  | 3 | Monocrystalline 300 watts Solar Panel | 18 | units |  | 0
|  |  | 4 | 80amp MPPT Solar Charge Controller | 1 | unit |  | 0
|  |  | 5 | 90v -250v Surge protection | 1 | unit |  | 0
|  |  | 6 | Solar array stand | 1 | unit |  | 0
|  |  | 7 | Concrete base for solar array stand. | 1 | unit |  | 0
|  |  |  | Installation (MCB, Battery cables, Load cables, solar array cables, …) i.e. : |  |  |  | 0
|  |  | 8 | AC MCB 120 amps | 1 | pc |  | 0
|  |  | 9 | DC MCB 120 amps | 1 | pc |  | 0
|  |  | 10 | DC PV Disconnect 120 amps | 1 | pc |  | 0
|  |  | 11 | Changeover switch 160Amps | 1 | pc |  | 0
|  |  | 12 | Battery cables – 35mm² Single Core Flex, PVC, PCP Cable | 20 | meter |  | 0
|  |  | 13 | Load cables: 16 mm² Three Core Flex nGS, PVC, PCP/EPR Cable | 35 | meter |  | 0
|  |  | 14 | Alternate supply cable 16 mm² three Core RHZ1 armored Cable. | 20 | meter |  | 0
|  |  | 15 | Solar array cables: 25 mm² | 40 | meter |  | 0
|  |  | 16 | 25 mm² bare single core grounding cable | 20 | meter |  | 0
|  |  | 17 | Battery rack for deep cycle batteries | 1 | unit |  | 0
|  |  | 18 | DC Combiner Box | 1 | unit |  | 0
|  |  | 19 | Solar freezer | 0 | unit |  | 0
|  |  | 20 | Distribution box | 1 | unit |  | 0
|  |  | 21 | Air Conditioner | 1 | unit |  | 0
|  |  | 22 | Solid rod Lightning arrestor | 1 | unit |  | 0
|  |  | 23 | Full Grounding station | 1 | unit |  | 0
|  |  | 24 | Inland transportation of all equipment to site | 1 | item |  | 0
|  |  | 25 | Complete installation of all equipment | 1 | item |  | 0
|  |  | 26 | Commisioning and testing | 1 | item |  | 0
|  |  | 27 | Automatic Voltage Regulator | 1 | item |  | 0
|  |  | 28 | Extractor fan | 1 | item |  | 0 |  | 0
12 | AMAC | ZANKLI MEDICAL CENTRE | 1 | DC to AC Inverter | 1 | unit |  | 0
|  |  | 2 | Gel deep cycle Battery | 12 | units |  | 0
|  |  | 3 | Monocrystalline 300 watts Solar Panel | 18 | units |  | 0
|  |  | 4 | 80amp MPPT Solar Charge Controller | 1 | unit |  | 0
|  |  | 5 | 90v -250v Surge protection | 1 | unit |  | 0
|  |  | 6 | Solar array stand | 1 | unit |  | 0
|  |  | 7 | Concrete base for solar array stand. | 1 | unit |  | 0
|  |  |  | Installation (MCB, Battery cables, Load cables, solar array cables, …) i.e. : |  |  |  | 0
|  |  | 8 | AC MCB 120 amps | 1 | pc |  | 0
|  |  | 9 | DC MCB 120 amps | 1 | pc |  | 0
|  |  | 10 | DC PV Disconnect 120 amps | 1 | pc |  | 0
|  |  | 11 | Changeover switch 160Amps | 1 | pc |  | 0
|  |  | 12 | Battery cables – 35mm² Single Core Flex, PVC, PCP Cable | 20 | meter |  | 0
|  |  | 13 | Load cables: 16 mm² Three Core Flex nGS, PVC, PCP/EPR Cable | 35 | meter |  | 0
|  |  | 14 | Alternate supply cable 16 mm² three Core RHZ1 armored Cable. | 20 | meter |  | 0
|  |  | 15 | Solar array cables: 25 mm² | 40 | meter |  | 0
|  |  | 16 | 25 mm² bare single core grounding cable | 20 | meter |  | 0
|  |  | 17 | Battery rack for deep cycle batteries | 1 | unit |  | 0
|  |  | 18 | DC Combiner Box | 1 | unit |  | 0
|  |  | 19 | Solar freezer | 1 | unit |  | 0
|  |  | 20 | Distribution box | 1 | unit |  | 0
|  |  | 21 | Air Conditioner | 1 | unit |  | 0
|  |  | 22 | Solid rod Lightning arrestor | 1 | unit |  | 0
|  |  | 23 | Full Grounding station | 1 | unit |  | 0
|  |  | 24 | Inland transportation of all equipment to site | 1 | item |  | 0
|  |  | 25 | Complete installation of all equipment | 1 | item |  | 0
|  |  | 26 | Commisioning and testing | 1 | item |  | 0
|  |  | 27 | Automatic Voltage Regulator | 1 | item |  | 0
|  |  | 28 | Extractor fan | 2 | item |  | 0 |  | 0

## LOT 7 ADAMAWA
S/N | LGA | FACILITY |  | ITEM | QTY | UNIT | UNIT COST | TOTAL COST | CURRENCY | TOTAL COST
1 | SONG | COTTAGE HOSPITAL SONG | 1 | Load cables: 16 mm² Three Core Flex nGS, PVC, PCP/EPR Cable | 1 | unit |  | 0
|  |  | 2 | Gel deep cycle Battery | 8 | units |  | 0
|  |  | 3 | Monocrystalline 300 watts Solar Panel | 18 | units |  | 0
|  |  | 4 | 80amp MPPT Solar Charge Controller | 1 | unit |  | 0
|  |  | 5 | 90v -250v Surge protection | 1 | unit |  | 0
|  |  | 6 | Solar array stand | 1 | unit |  | 0
|  |  | 7 | Concrete base for solar array stand. | 1 | unit |  | 0
|  |  |  | Installation (MCB, Battery cables, Load cables, solar array cables, …) i.e. : |  |  |  | 0
|  |  | 8 | AC MCB 120 amps | 1 | pc |  | 0
|  |  | 9 | DC MCB 120 amps | 1 | pc |  | 0
|  |  | 10 | DC PV Disconnect 120 amps | 1 | pc |  | 0
|  |  | 11 | Changeover switch 160Amps | 1 | pc |  | 0
|  |  | 12 | Battery cables – 35mm² Single Core Flex, PVC, PCP Cable | 20 | meter |  | 0
|  |  | 13 | Load cables: 16 mm² Three Core Flex nGS, PVC, PCP/EPR Cable | 35 | meter |  | 0
|  |  | 14 | Alternate supply cable 16 mm² three Core RHZ1 armored Cable. | 20 | meter |  | 0
|  |  | 15 | Solar array cables: 25 mm² | 40 | meter |  | 0
|  |  | 16 | 25 mm² bare single core grounding cable | 20 | meter |  | 0
|  |  | 17 | Battery rack for deep cycle batteries | 1 | unit |  | 0
|  |  | 18 | DC Combiner Box | 1 | unit |  | 0
|  |  | 19 | Solar freezer | 0 | unit |  | 0
|  |  | 20 | Distribution box | 1 | unit |  | 0
|  |  | 21 | Air Conditioner | 1 | unit |  | 0
|  |  | 22 | Solid rod Lightning arrestor | 1 | unit |  | 0
|  |  | 23 | Full Grounding station | 1 | unit |  | 0
|  |  | 24 | Inland transportation of all equipment to site | 1 | item |  | 0
|  |  | 25 | Complete installation of all equipment | 1 | item |  | 0
|  |  | 26 | Commisioning and testing | 1 | item |  | 0 |  | 0
2 | YOLA SOUTH | FMC YOLA | 1 | DC to AC Inverter | 1 | unit |  | 0
|  |  | 2 | Gel deep cycle Battery | 12 | units |  | 0
|  |  | 3 | Monocrystalline 300 watts Solar Panel | 18 | units |  | 0
|  |  | 4 | 80amp MPPT Solar Charge Controller | 1 | unit |  | 0
|  |  | 5 | 90v -250v Surge protection | 1 | unit |  | 0
|  |  | 6 | Solar array stand | 1 | unit |  | 0
|  |  | 7 | Concrete base for solar array stand. | 1 | unit |  | 0
|  |  |  | Installation (MCB, Battery cables, Load cables, solar array cables, …) i.e. : |  |  |  | 0
|  |  | 8 | AC MCB 120 amps | 1 | pc |  | 0
|  |  | 9 | DC MCB 120 amps | 1 | pc |  | 0
|  |  | 10 | DC PV Disconnect 120 amps | 1 | pc |  | 0
|  |  | 11 | Changeover switch 160Amps | 1 | pc |  | 0
|  |  | 12 | Battery cables – 35mm² Single Core Flex, PVC, PCP Cable | 20 | meter |  | 0
|  |  | 13 | Load cables: 16 mm² Three Core Flex nGS, PVC, PCP/EPR Cable | 35 | meter |  | 0
|  |  | 14 | Alternate supply cable 16 mm² three Core RHZ1 armored Cable. | 20 | meter |  | 0
|  |  | 15 | Solar array cables: 25 mm² | 40 | meter |  | 0
|  |  | 16 | 25 mm² bare single core grounding cable | 20 | meter |  | 0
|  |  | 17 | Battery rack for deep cycle batteries | 1 | unit |  | 0
|  |  | 18 | DC Combiner Box | 1 | unit |  | 0
|  |  | 19 | Solar freezer | 1 | unit |  | 0
|  |  | 20 | Distribution box | 1 | unit |  | 0
|  |  | 21 | Air Conditioner | 1 | unit |  | 0
|  |  | 22 | Solid rod Lightning arrestor | 1 | unit |  | 0
|  |  | 23 | Full Grounding station | 1 | unit |  | 0
|  |  | 24 | Inland transportation of all equipment to site | 1 | item |  | 0
|  |  | 25 | Complete installation of all equipment | 1 | item |  | 0
|  |  | 26 | Commisioning and testing | 1 | item |  | 0 |  | 0
3 | GANYE | GENERAL HOSPITAL GANYE | 1 | DC to AC Inverter | 1 | unit |  | 0
|  |  | 2 | Gel deep cycle Battery | 12 | units |  | 0
|  |  | 3 | Monocrystalline 300 watts Solar Panel | 18 | units |  | 0
|  |  | 4 | 80amp MPPT Solar Charge Controller | 1 | unit |  | 0
|  |  | 5 | 90v -250v Surge protection | 1 | unit |  | 0
|  |  | 6 | Solar array stand | 1 | unit |  | 0
|  |  | 7 | Concrete base for solar array stand. | 1 | unit |  | 0
|  |  |  | Installation (MCB, Battery cables, Load cables, solar array cables, …) i.e. : |  |  |  | 0
|  |  | 8 | AC MCB 120 amps | 1 | pc |  | 0
|  |  | 9 | DC MCB 120 amps | 1 | pc |  | 0
|  |  | 10 | DC PV Disconnect 120 amps | 1 | pc |  | 0
|  |  | 11 | Changeover switch 160Amps | 1 | pc |  | 0
|  |  | 12 | Battery cables – 35mm² Single Core Flex, PVC, PCP Cable | 20 | meter |  | 0
|  |  | 13 | Load cables: 16 mm² Three Core Flex nGS, PVC, PCP/EPR Cable | 35 | meter |  | 0
|  |  | 14 | Alternate supply cable 16 mm² three Core RHZ1 armored Cable. | 20 | meter |  | 0
|  |  | 15 | Solar array cables: 25 mm² | 40 | meter |  | 0
|  |  | 16 | 25 mm² bare single core grounding cable | 20 | meter |  | 0
|  |  | 17 | Battery rack for deep cycle batteries | 1 | unit |  | 0
|  |  | 18 | DC Combiner Box | 1 | unit |  | 0
|  |  | 19 | Solar freezer | 0 | unit |  | 0
|  |  | 20 | Distribution box | 1 | unit |  | 0
|  |  | 21 | Air Conditioner | 1 | unit |  | 0
|  |  | 22 | Solid rod Lightning arrestor | 1 | unit |  | 0
|  |  | 23 | Full Grounding station | 1 | unit |  | 0
|  |  | 24 | Inland transportation of all equipment to site | 1 | item |  | 0
|  |  | 25 | Complete installation of all equipment | 1 | item |  | 0
|  |  | 26 | Commisioning and testing | 1 | item |  | 0 |  | 0
4 | MUBI | GENERAL HOSPITAL MUBI | 1 | DC to AC Inverter | 1 | unit |  | 0
|  |  | 2 | Gel deep cycle Battery | 8 | units |  | 0
|  |  | 3 | Monocrystalline 300 watts Solar Panel | 18 | units |  | 0
|  |  | 4 | 80amp MPPT Solar Charge Controller | 1 | unit |  | 0
|  |  | 5 | 90v -250v Surge protection | 1 | unit |  | 0
|  |  | 6 | Solar array stand | 1 | unit |  | 0
|  |  | 7 | Concrete base for solar array stand. | 1 | unit |  | 0
|  |  |  | Installation (MCB, Battery cables, Load cables, solar array cables, …) i.e. : |  |  |  | 0
|  |  | 8 | AC MCB 120 amps | 1 | pc |  | 0
|  |  | 9 | DC MCB 120 amps | 1 | pc |  | 0
|  |  | 10 | DC PV Disconnect 120 amps | 1 | pc |  | 0
|  |  | 11 | Changeover switch 160Amps | 1 | pc |  | 0
|  |  | 12 | Battery cables – 35mm² Single Core Flex, PVC, PCP Cable | 20 | meter |  | 0
|  |  | 13 | Load cables: 16 mm² Three Core Flex nGS, PVC, PCP/EPR Cable | 35 | meter |  | 0
|  |  | 14 | Alternate supply cable 16 mm² three Core RHZ1 armored Cable. | 20 | meter |  | 0
|  |  | 15 | Solar array cables: 25 mm² | 40 | meter |  | 0
|  |  | 16 | 25 mm² bare single core grounding cable | 20 | meter |  | 0
|  |  | 17 | Battery rack for deep cycle batteries | 1 | unit |  | 0
|  |  | 18 | DC Combiner Box | 1 | unit |  | 0
|  |  | 19 | Solar freezer | 0 | unit |  | 0
|  |  | 20 | Distribution box | 1 | unit |  | 0
|  |  | 21 | Air Conditioner | 1 | unit |  | 0
|  |  | 22 | Solid rod Lightning arrestor | 1 | unit |  | 0
|  |  | 23 | Full Grounding station | 1 | unit |  | 0
|  |  | 24 | Inland transportation of all equipment to site | 1 | item |  | 0
|  |  | 25 | Complete installation of all equipment | 1 | item |  | 0
|  |  | 26 | Commisioning and testing | 1 | item |  | 0 |  | 0
5 | YOLA NORTH | STATE SPECIALIST HOSPITAL JEMITA | 1 | DC to AC Inverter | 1 | unit |  | 0
|  |  | 2 | Gel deep cycle Battery | 10 | units |  | 0
|  |  | 3 | Monocrystalline 300 watts Solar Panel | 18 | units |  | 0
|  |  | 4 | 80amp MPPT Solar Charge Controller | 1 | unit |  | 0
|  |  | 5 | 90v -250v Surge protection | 1 | unit |  | 0
|  |  | 6 | Solar array stand | 1 | unit |  | 0
|  |  | 7 | Concrete base for solar array stand. | 1 | unit |  | 0
|  |  |  | Installation (MCB, Battery cables, Load cables, solar array cables, …) i.e. : |  |  |  | 0
|  |  | 8 | AC MCB 120 amps | 1 | pc |  | 0
|  |  | 9 | DC MCB 120 amps | 1 | pc |  | 0
|  |  | 10 | DC PV Disconnect 120 amps | 1 | pc |  | 0
|  |  | 11 | Changeover switch 160Amps | 1 | pc |  | 0
|  |  | 12 | Battery cables – 35mm² Single Core Flex, PVC, PCP Cable | 20 | meter |  | 0
|  |  | 13 | Load cables: 16 mm² Three Core Flex nGS, PVC, PCP/EPR Cable | 35 | meter |  | 0
|  |  | 14 | Alternate supply cable 16 mm² three Core RHZ1 armored Cable. | 20 | meter |  | 0
|  |  | 15 | Solar array cables: 25 mm² | 40 | meter |  | 0
|  |  | 16 | 25 mm² bare single core grounding cable | 20 | meter |  | 0
|  |  | 17 | Battery rack for deep cycle batteries | 1 | unit |  | 0
|  |  | 18 | DC Combiner Box | 1 | unit |  | 0
|  |  | 19 | Solar freezer | 1 | unit |  | 0
|  |  | 20 | Distribution box | 1 | unit |  | 0
|  |  | 21 | Air Conditioner | 1 | unit |  | 0
|  |  | 22 | Solid rod Lightning arrestor | 1 | unit |  | 0
|  |  | 23 | Full Grounding station | 1 | unit |  | 0
|  |  | 24 | Inland transportation of all equipment to site | 1 | item |  | 0
|  |  | 25 | Complete installation of all equipment | 1 | item |  | 0
|  |  | 26 | Commisioning and testing | 1 | item |  | 0 |  | 0

## LOT 8 AKWA IBOM
S/N | LGA | FACILITY |  | ITEM | QTY | UNIT | UNIT COST | TOTAL COST | CURRENCY | TOTAL COST
1 | EKET | IMMANUEL GENERAL HOSPITAL | 1 | Load cables: 16 mm² Three Core Flex nGS, PVC, PCP/EPR Cable | 1 | unit |  | 0
|  |  | 2 | Gel deep cycle Battery | 8 | units |  | 0
|  |  | 3 | Monocrystalline 300 watts Solar Panel | 18 | units |  | 0
|  |  | 4 | 80amp MPPT Solar Charge Controller | 1 | unit |  | 0
|  |  | 5 | 90v -250v Surge protection | 1 | unit |  | 0
|  |  | 6 | Solar array stand | 1 | unit |  | 0
|  |  | 7 | Concrete base for solar array stand. | 1 | unit |  | 0
|  |  |  | Installation (MCB, Battery cables, Load cables, solar array cables, …) i.e. : |  |  |  | 0
|  |  | 8 | AC MCB 120 amps | 1 | pc |  | 0
|  |  | 9 | DC MCB 120 amps | 1 | pc |  | 0
|  |  | 10 | DC PV Disconnect 120 amps | 1 | pc |  | 0
|  |  | 11 | Changeover switch 160Amps | 1 | pc |  | 0
|  |  | 12 | Battery cables – 35mm² Single Core Flex, PVC, PCP Cable | 20 | meter |  | 0
|  |  | 13 | Load cables: 16 mm² Three Core Flex nGS, PVC, PCP/EPR Cable | 35 | meter |  | 0
|  |  | 14 | Alternate supply cable 16 mm² three Core RHZ1 armored Cable. | 20 | meter |  | 0
|  |  | 15 | Solar array cables: 25 mm² | 40 | meter |  | 0
|  |  | 16 | 25 mm² bare single core grounding cable | 20 | meter |  | 0
|  |  | 17 | Battery rack for deep cycle batteries | 1 | unit |  | 0
|  |  | 18 | DC Combiner Box | 1 | unit |  | 0
|  |  | 19 | Solar freezer | 0 | unit |  | 0
|  |  | 20 | Distribution box | 1 | unit |  | 0
|  |  | 21 | Air Conditioner | 0 | unit |  | 0
|  |  | 22 | Solid rod Lightning arrestor | 1 | unit |  | 0
|  |  | 23 | Full Grounding station | 1 | unit |  | 0
|  |  | 24 | Inland transportation of all equipment to site | 1 | item |  | 0
|  |  | 25 | Complete installation of all equipment | 1 | item |  | 0
|  |  | 26 | Commisioning and testing | 1 | item |  | 0 |  | 0
2 | ONNA | COMPREHENSIVE HEALTH CENTRE AWA | 1 | DC to AC Inverter | 1 | unit |  | 0
|  |  | 2 | Gel deep cycle Battery | 12 | units |  | 0
|  |  | 3 | Monocrystalline 300 watts Solar Panel | 18 | units |  | 0
|  |  | 4 | 80amp MPPT Solar Charge Controller | 1 | unit |  | 0
|  |  | 5 | 90v -250v Surge protection | 1 | unit |  | 0
|  |  | 6 | Solar array stand | 1 | unit |  | 0
|  |  | 7 | Concrete base for solar array stand. | 1 | unit |  | 0
|  |  |  | Installation (MCB, Battery cables, Load cables, solar array cables, …) i.e. : |  |  |  | 0
|  |  | 8 | AC MCB 120 amps | 1 | pc |  | 0
|  |  | 9 | DC MCB 120 amps | 1 | pc |  | 0
|  |  | 10 | DC PV Disconnect 120 amps | 1 | pc |  | 0
|  |  | 11 | Changeover switch 160Amps | 1 | pc |  | 0
|  |  | 12 | Battery cables – 35mm² Single Core Flex, PVC, PCP Cable | 20 | meter |  | 0
|  |  | 13 | Load cables: 16 mm² Three Core Flex nGS, PVC, PCP/EPR Cable | 35 | meter |  | 0
|  |  | 14 | Alternate supply cable 16 mm² three Core RHZ1 armored Cable. | 20 | meter |  | 0
|  |  | 15 | Solar array cables: 25 mm² | 40 | meter |  | 0
|  |  | 16 | 25 mm² bare single core grounding cable | 20 | meter |  | 0
|  |  | 17 | Battery rack for deep cycle batteries | 1 | unit |  | 0
|  |  | 18 | DC Combiner Box | 1 | unit |  | 0
|  |  | 19 | Solar freezer | 0 | unit |  | 0
|  |  | 20 | Distribution box | 1 | unit |  | 0
|  |  | 21 | Air Conditioner | 0 | unit |  | 0
|  |  | 22 | Solid rod Lightning arrestor | 1 | unit |  | 0
|  |  | 23 | Full Grounding station | 1 | unit |  | 0
|  |  | 24 | Inland transportation of all equipment to site | 1 | item |  | 0
|  |  | 25 | Complete installation of all equipment | 1 | item |  | 0
|  |  | 26 | Commisioning and testing | 1 | item |  | 0 |  | 0
3 | ETIM EKPO | GENERAL HOSPITAL ETIM EKPO | 1 | DC to AC Inverter | 1 | unit |  | 0
|  |  | 2 | Gel deep cycle Battery | 12 | units |  | 0
|  |  | 3 | Monocrystalline 300 watts Solar Panel | 18 | units |  | 0
|  |  | 4 | 80amp MPPT Solar Charge Controller | 1 | unit |  | 0
|  |  | 5 | 90v -250v Surge protection | 1 | unit |  | 0
|  |  | 6 | Solar array stand | 1 | unit |  | 0
|  |  | 7 | Concrete base for solar array stand. | 1 | unit |  | 0
|  |  |  | Installation (MCB, Battery cables, Load cables, solar array cables, …) i.e. : |  |  |  | 0
|  |  | 8 | AC MCB 120 amps | 1 | pc |  | 0
|  |  | 9 | DC MCB 120 amps | 1 | pc |  | 0
|  |  | 10 | DC PV Disconnect 120 amps | 1 | pc |  | 0
|  |  | 11 | Changeover switch 160Amps | 1 | pc |  | 0
|  |  | 12 | Battery cables – 35mm² Single Core Flex, PVC, PCP Cable | 20 | meter |  | 0
|  |  | 13 | Load cables: 16 mm² Three Core Flex nGS, PVC, PCP/EPR Cable | 35 | meter |  | 0
|  |  | 14 | Alternate supply cable 16 mm² three Core RHZ1 armored Cable. | 20 | meter |  | 0
|  |  | 15 | Solar array cables: 25 mm² | 40 | meter |  | 0
|  |  | 16 | 25 mm² bare single core grounding cable | 20 | meter |  | 0
|  |  | 17 | Battery rack for deep cycle batteries | 1 | unit |  | 0
|  |  | 18 | DC Combiner Box | 1 | unit |  | 0
|  |  | 19 | Solar freezer | 0 | unit |  | 0
|  |  | 20 | Distribution box | 1 | unit |  | 0
|  |  | 21 | Air Conditioner | 1 | unit |  | 0
|  |  | 22 | Solid rod Lightning arrestor | 1 | unit |  | 0
|  |  | 23 | Full Grounding station | 1 | unit |  | 0
|  |  | 24 | Inland transportation of all equipment to site | 1 | item |  | 0
|  |  | 25 | Complete installation of all equipment | 1 | item |  | 0
|  |  | 26 | Commisioning and testing | 1 | item |  | 0 |  | 0
4 | IKONO | GENERAL HOSPITAL IKONO | 1 | DC to AC Inverter | 1 | unit |  | 0
|  |  | 2 | Gel deep cycle Battery | 10 | units |  | 0
|  |  | 3 | Monocrystalline 300 watts Solar Panel | 18 | units |  | 0
|  |  | 4 | 80amp MPPT Solar Charge Controller | 1 | unit |  | 0
|  |  | 5 | 90v -250v Surge protection | 1 | unit |  | 0
|  |  | 6 | Solar array stand | 1 | unit |  | 0
|  |  | 7 | Concrete base for solar array stand. | 1 | unit |  | 0
|  |  |  | Installation (MCB, Battery cables, Load cables, solar array cables, …) i.e. : |  |  |  | 0
|  |  | 8 | AC MCB 120 amps | 1 | pc |  | 0
|  |  | 9 | DC MCB 120 amps | 1 | pc |  | 0
|  |  | 10 | DC PV Disconnect 120 amps | 1 | pc |  | 0
|  |  | 11 | Changeover switch 160Amps | 1 | pc |  | 0
|  |  | 12 | Battery cables – 35mm² Single Core Flex, PVC, PCP Cable | 20 | meter |  | 0
|  |  | 13 | Load cables: 16 mm² Three Core Flex nGS, PVC, PCP/EPR Cable | 35 | meter |  | 0
|  |  | 14 | Alternate supply cable 16 mm² three Core RHZ1 armored Cable. | 20 | meter |  | 0
|  |  | 15 | Solar array cables: 25 mm² | 40 | meter |  | 0
|  |  | 16 | 25 mm² bare single core grounding cable | 20 | meter |  | 0
|  |  | 17 | Battery rack for deep cycle batteries | 1 | unit |  | 0
|  |  | 18 | DC Combiner Box | 1 | unit |  | 0
|  |  | 19 | Solar freezer | 0 | unit |  | 0
|  |  | 20 | Distribution box | 1 | unit |  | 0
|  |  | 21 | Air Conditioner | 1 | unit |  | 0
|  |  | 22 | Solid rod Lightning arrestor | 1 | unit |  | 0
|  |  | 23 | Full Grounding station | 1 | unit |  | 0
|  |  | 24 | Inland transportation of all equipment to site | 1 | item |  | 0
|  |  | 25 | Complete installation of all equipment | 1 | item |  | 0
|  |  | 26 | Commisioning and testing | 1 | item |  | 0 |  | 0
5 | IKOT ABASI | GENERAL HOSPITAL IKOT ABASI | 1 | DC to AC Inverter | 1 | unit |  | 0
|  |  | 2 | Gel deep cycle Battery | 12 | units |  | 0
|  |  | 3 | Monocrystalline 300 watts Solar Panel | 18 | units |  | 0
|  |  | 4 | 80amp MPPT Solar Charge Controller | 1 | unit |  | 0
|  |  | 5 | 90v -250v Surge protection | 1 | unit |  | 0
|  |  | 6 | Solar array stand | 1 | unit |  | 0
|  |  | 7 | Concrete base for solar array stand. | 1 | unit |  | 0
|  |  |  | Installation (MCB, Battery cables, Load cables, solar array cables, …) i.e. : |  |  |  | 0
|  |  | 8 | AC MCB 120 amps | 1 | pc |  | 0
|  |  | 9 | DC MCB 120 amps | 1 | pc |  | 0
|  |  | 10 | DC PV Disconnect 120 amps | 1 | pc |  | 0
|  |  | 11 | Changeover switch 160Amps | 1 | pc |  | 0
|  |  | 12 | Battery cables – 35mm² Single Core Flex, PVC, PCP Cable | 20 | meter |  | 0
|  |  | 13 | Load cables: 16 mm² Three Core Flex nGS, PVC, PCP/EPR Cable | 35 | meter |  | 0
|  |  | 14 | Alternate supply cable 16 mm² three Core RHZ1 armored Cable. | 20 | meter |  | 0
|  |  | 15 | Solar array cables: 25 mm² | 40 | meter |  | 0
|  |  | 16 | 25 mm² bare single core grounding cable | 20 | meter |  | 0
|  |  | 17 | Battery rack for deep cycle batteries | 1 | unit |  | 0
|  |  | 18 | DC Combiner Box | 1 | unit |  | 0
|  |  | 19 | Solar freezer | 0 | unit |  | 0
|  |  | 20 | Distribution box | 1 | unit |  | 0
|  |  | 21 | Air Conditioner | 0 | unit |  | 0
|  |  | 22 | Solid rod Lightning arrestor | 1 | unit |  | 0
|  |  | 23 | Full Grounding station | 1 | unit |  | 0
|  |  | 24 | Inland transportation of all equipment to site | 1 | item |  | 0
|  |  | 25 | Complete installation of all equipment | 1 | item |  | 0
|  |  | 26 | Commisioning and testing | 1 | item |  | 0 |  | 0
6 | ORUKANAM | GENERAL HOSPITAL IKOT OKORO | 1 | DC to AC Inverter | 1 | unit |  | 0
|  |  | 2 | Gel deep cycle Battery | 8 | units |  | 0
|  |  | 3 | Monocrystalline 300 watts Solar Panel | 18 | units |  | 0
|  |  | 4 | 80amp MPPT Solar Charge Controller | 1 | unit |  | 0
|  |  | 5 | 90v -250v Surge protection | 1 | unit |  | 0
|  |  | 6 | Solar array stand | 1 | unit |  | 0
|  |  | 7 | Concrete base for solar array stand. | 1 | unit |  | 0
|  |  |  | Installation (MCB, Battery cables, Load cables, solar array cables, …) i.e. : |  |  |  | 0
|  |  | 8 | AC MCB 120 amps | 1 | pc |  | 0
|  |  | 9 | DC MCB 120 amps | 1 | pc |  | 0
|  |  | 10 | DC PV Disconnect 120 amps | 1 | pc |  | 0
|  |  | 11 | Changeover switch 160Amps | 1 | pc |  | 0
|  |  | 12 | Battery cables – 35mm² Single Core Flex, PVC, PCP Cable | 20 | meter |  | 0
|  |  | 13 | Load cables: 16 mm² Three Core Flex nGS, PVC, PCP/EPR Cable | 35 | meter |  | 0
|  |  | 14 | Alternate supply cable 16 mm² three Core RHZ1 armored Cable. | 20 | meter |  | 0
|  |  | 15 | Solar array cables: 25 mm² | 40 | meter |  | 0
|  |  | 16 | 25 mm² bare single core grounding cable | 20 | meter |  | 0
|  |  | 17 | Battery rack for deep cycle batteries | 1 | unit |  | 0
|  |  | 18 | DC Combiner Box | 1 | unit |  | 0
|  |  | 19 | Solar freezer | 0 | unit |  | 0
|  |  | 20 | Distribution box | 1 | unit |  | 0
|  |  | 21 | Air Conditioner | 0 | unit |  | 0
|  |  | 22 | Solid rod Lightning arrestor | 1 | unit |  | 0
|  |  | 23 | Full Grounding station | 1 | unit |  | 0
|  |  | 24 | Inland transportation of all equipment to site | 1 | item |  | 0
|  |  | 25 | Complete installation of all equipment | 1 | item |  | 0
|  |  | 26 | Commisioning and testing | 1 | item |  | 0 |  | 0
7 | ORON | GENERAL HOSPITAL IQUITA | 1 | DC to AC Inverter | 1 | unit |  | 0
|  |  | 2 | Gel deep cycle Battery | 8 | units |  | 0
|  |  | 3 | Monocrystalline 300 watts Solar Panel | 18 | units |  | 0
|  |  | 4 | 80amp MPPT Solar Charge Controller | 1 | unit |  | 0
|  |  | 5 | 90v -250v Surge protection | 1 | unit |  | 0
|  |  | 6 | Solar array stand | 1 | unit |  | 0
|  |  | 7 | Concrete base for solar array stand. | 1 | unit |  | 0
|  |  |  | Installation (MCB, Battery cables, Load cables, solar array cables, …) i.e. : |  |  |  | 0
|  |  | 8 | AC MCB 120 amps | 1 | pc |  | 0
|  |  | 9 | DC MCB 120 amps | 1 | pc |  | 0
|  |  | 10 | DC PV Disconnect 120 amps | 1 | pc |  | 0
|  |  | 11 | Changeover switch 160Amps | 1 | pc |  | 0
|  |  | 12 | Battery cables – 35mm² Single Core Flex, PVC, PCP Cable | 20 | meter |  | 0
|  |  | 13 | Load cables: 16 mm² Three Core Flex nGS, PVC, PCP/EPR Cable | 35 | meter |  | 0
|  |  | 14 | Alternate supply cable 16 mm² three Core RHZ1 armored Cable. | 20 | meter |  | 0
|  |  | 15 | Solar array cables: 25 mm² | 40 | meter |  | 0
|  |  | 16 | 25 mm² bare single core grounding cable | 20 | meter |  | 0
|  |  | 17 | Battery rack for deep cycle batteries | 1 | unit |  | 0
|  |  | 18 | DC Combiner Box | 1 | unit |  | 0
|  |  | 19 | Solar freezer | 0 | unit |  | 0
|  |  | 20 | Distribution box | 1 | unit |  | 0
|  |  | 21 | Air Conditioner | 0 | unit |  | 0
|  |  | 22 | Solid rod Lightning arrestor | 1 | unit |  | 0
|  |  | 23 | Full Grounding station | 1 | unit |  | 0
|  |  | 24 | Inland transportation of all equipment to site | 1 | item |  | 0
|  |  | 25 | Complete installation of all equipment | 1 | item |  | 0
|  |  | 26 | Commisioning and testing | 1 | item |  | 0 |  | 0
8 | IKOT EKPENE | INFECTIOUS DISEASE HOSPITA | 1 | DC to AC Inverter | 0 | unit |  | 0
|  |  | 2 | Gel deep cycle Battery | 54 | units |  | 0
|  |  | 3 | Monocrystalline 300 watts Solar Panel | 18 | units |  | 0
|  |  | 4 | 80amp MPPT Solar Charge Controller | 1 | unit |  | 0
|  |  | 5 | 90v -250v Surge protection | 1 | unit |  | 0
|  |  | 6 | Solar array stand | 1 | unit |  | 0
|  |  | 7 | Concrete base for solar array stand. | 1 | unit |  | 0
|  |  |  | Installation (MCB, Battery cables, Load cables, solar array cables, …) i.e. : |  |  |  | 0
|  |  | 8 | AC MCB 120 amps | 1 | pc |  | 0
|  |  | 9 | DC MCB 120 amps | 1 | pc |  | 0
|  |  | 10 | DC PV Disconnect 120 amps | 1 | pc |  | 0
|  |  | 11 | Changeover switch 160Amps | 1 | pc |  | 0
|  |  | 12 | Battery cables – 35mm² Single Core Flex, PVC, PCP Cable | 20 | meter |  | 0
|  |  | 13 | Load cables: 16 mm² Three Core Flex nGS, PVC, PCP/EPR Cable | 35 | meter |  | 0
|  |  | 14 | Alternate supply cable 16 mm² three Core RHZ1 armored Cable. | 20 | meter |  | 0
|  |  | 15 | Solar array cables: 25 mm² | 40 | meter |  | 0
|  |  | 16 | 25 mm² bare single core grounding cable | 20 | meter |  | 0
|  |  | 17 | Battery rack for deep cycle batteries | 0 | unit |  | 0
|  |  | 18 | DC Combiner Box | 1 | unit |  | 0
|  |  | 19 | Solar freezer | 0 | unit |  | 0
|  |  | 20 | Distribution box | 1 | unit |  | 0
|  |  | 21 | Air Conditioner | 1 | unit |  | 0
|  |  | 22 | Solid rod Lightning arrestor | 1 | unit |  | 0
|  |  | 23 | Full Grounding station | 1 | unit |  | 0
|  |  | 24 | Inland transportation of all equipment to site | 1 | item |  | 0
|  |  | 25 | Complete installation of all equipment | 1 | item |  | 0
|  |  | 26 | Commisioning and testing | 1 | item |  | 0 |  | 0
9 | URUAN | METHODIST GENERAL HOSPITAL ITUK MBANG | 1 | DC to AC Inverter | 1 | unit |  | 0
|  |  | 2 | Gel deep cycle Battery | 12 | units |  | 0
|  |  | 3 | Monocrystalline 300 watts Solar Panel | 18 | units |  | 0
|  |  | 4 | 80amp MPPT Solar Charge Controller | 1 | unit |  | 0
|  |  | 5 | 90v -250v Surge protection | 1 | unit |  | 0
|  |  | 6 | Solar array stand | 1 | unit |  | 0
|  |  | 7 | Concrete base for solar array stand. | 1 | unit |  | 0
|  |  |  | Installation (MCB, Battery cables, Load cables, solar array cables, …) i.e. : |  |  |  | 0
|  |  | 8 | AC MCB 120 amps | 1 | pc |  | 0
|  |  | 9 | DC MCB 120 amps | 1 | pc |  | 0
|  |  | 10 | DC PV Disconnect 120 amps | 1 | pc |  | 0
|  |  | 11 | Changeover switch 160Amps | 1 | pc |  | 0
|  |  | 12 | Battery cables – 35mm² Single Core Flex, PVC, PCP Cable | 20 | meter |  | 0
|  |  | 13 | Load cables: 16 mm² Three Core Flex nGS, PVC, PCP/EPR Cable | 35 | meter |  | 0
|  |  | 14 | Alternate supply cable 16 mm² three Core RHZ1 armored Cable. | 20 | meter |  | 0
|  |  | 15 | Solar array cables: 25 mm² | 40 | meter |  | 0
|  |  | 16 | 25 mm² bare single core grounding cable | 20 | meter |  | 0
|  |  | 17 | Battery rack for deep cycle batteries | 1 | unit |  | 0
|  |  | 18 | DC Combiner Box | 1 | unit |  | 0
|  |  | 19 | Solar freezer | 0 | unit |  | 0
|  |  | 20 | Distribution box | 1 | unit |  | 0
|  |  | 21 | Air Conditioner | 0 | unit |  | 0
|  |  | 22 | Solid rod Lightning arrestor | 1 | unit |  | 0
|  |  | 23 | Full Grounding station | 1 | unit |  | 0
|  |  | 24 | Inland transportation of all equipment to site | 1 | item |  | 0
|  |  | 25 | Complete installation of all equipment | 1 | item |  | 0
|  |  | 26 | Commisioning and testing | 1 | item |  | 0 |  | 0
10 | ETINAN | QUA IBOE CHURCH LEPROSY CENTRE | 1 | DC to AC Inverter | 1 | unit |  | 0
|  |  | 2 | Gel deep cycle Battery | 12 | units |  | 0
|  |  | 3 | Monocrystalline 300 watts Solar Panel | 18 | units |  | 0
|  |  | 4 | 80amp MPPT Solar Charge Controller | 1 | unit |  | 0
|  |  | 5 | 90v -250v Surge protection | 1 | unit |  | 0
|  |  | 6 | Solar array stand | 1 | unit |  | 0
|  |  | 7 | Concrete base for solar array stand. | 1 | unit |  | 0
|  |  |  | Installation (MCB, Battery cables, Load cables, solar array cables, …) i.e. : |  |  |  | 0
|  |  | 8 | AC MCB 120 amps | 1 | pc |  | 0
|  |  | 9 | DC MCB 120 amps | 1 | pc |  | 0
|  |  | 10 | DC PV Disconnect 120 amps | 1 | pc |  | 0
|  |  | 11 | Changeover switch 160Amps | 1 | pc |  | 0
|  |  | 12 | Battery cables – 35mm² Single Core Flex, PVC, PCP Cable | 20 | meter |  | 0
|  |  | 13 | Load cables: 16 mm² Three Core Flex nGS, PVC, PCP/EPR Cable | 35 | meter |  | 0
|  |  | 14 | Alternate supply cable 16 mm² three Core RHZ1 armored Cable. | 20 | meter |  | 0
|  |  | 15 | Solar array cables: 25 mm² | 40 | meter |  | 0
|  |  | 16 | 25 mm² bare single core grounding cable | 20 | meter |  | 0
|  |  | 17 | Battery rack for deep cycle batteries | 1 | unit |  | 0
|  |  | 18 | DC Combiner Box | 1 | unit |  | 0
|  |  | 19 | Solar freezer | 0 | unit |  | 0
|  |  | 20 | Distribution box | 1 | unit |  | 0
|  |  | 21 | Air Conditioner | 0 | unit |  | 0
|  |  | 22 | Solid rod Lightning arrestor | 1 | unit |  | 0
|  |  | 23 | Full Grounding station | 1 | unit |  | 0
|  |  | 24 | Inland transportation of all equipment to site | 1 | item |  | 0
|  |  | 25 | Complete installation of all equipment | 1 | item |  | 0
|  |  | 26 | Commisioning and testing | 1 | item |  | 0 |  | 0
11 | UYO | ST LUKE'S HOSPITAL ANUA | 1 | DC to AC Inverter | 0 | unit |  | 0
|  |  | 2 | Gel deep cycle Battery | 8 | units |  | 0
|  |  | 3 | Monocrystalline 300 watts Solar Panel | 18 | units |  | 0
|  |  | 4 | 80amp MPPT Solar Charge Controller | 1 | unit |  | 0
|  |  | 5 | 90v -250v Surge protection | 1 | unit |  | 0
|  |  | 6 | Solar array stand | 1 | unit |  | 0
|  |  | 7 | Concrete base for solar array stand. | 1 | unit |  | 0
|  |  |  | Installation (MCB, Battery cables, Load cables, solar array cables, …) i.e. : |  |  |  | 0
|  |  | 8 | AC MCB 120 amps | 1 | pc |  | 0
|  |  | 9 | DC MCB 120 amps | 1 | pc |  | 0
|  |  | 10 | DC PV Disconnect 120 amps | 1 | pc |  | 0
|  |  | 11 | Changeover switch 160Amps | 1 | pc |  | 0
|  |  | 12 | Battery cables – 35mm² Single Core Flex, PVC, PCP Cable | 20 | meter |  | 0
|  |  | 13 | Load cables: 16 mm² Three Core Flex nGS, PVC, PCP/EPR Cable | 35 | meter |  | 0
|  |  | 14 | Alternate supply cable 16 mm² three Core RHZ1 armored Cable. | 20 | meter |  | 0
|  |  | 15 | Solar array cables: 25 mm² | 40 | meter |  | 0
|  |  | 16 | 25 mm² bare single core grounding cable | 20 | meter |  | 0
|  |  | 17 | Battery rack for deep cycle batteries | 1 | unit |  | 0
|  |  | 18 | DC Combiner Box | 1 | unit |  | 0
|  |  | 19 | Solar freezer | 0 | unit |  | 0
|  |  | 20 | Distribution box | 1 | unit |  | 0
|  |  | 21 | Air Conditioner | 0 | unit |  | 0
|  |  | 22 | Solid rod Lightning arrestor | 1 | unit |  | 0
|  |  | 23 | Full Grounding station | 1 | unit |  | 0
|  |  | 24 | Inland transportation of all equipment to site | 1 | item |  | 0
|  |  | 25 | Complete installation of all equipment | 1 | item |  | 0
|  |  | 26 | Commisioning and testing | 1 | item |  | 0 |  | 0
12 | ESSIEN UDIM | ST MARY'S HOSPITAL URUAKPAN | 1 | DC to AC Inverter | 1 | unit |  | 0
|  |  | 2 | Gel deep cycle Battery | 12 | units |  | 0
|  |  | 3 | Monocrystalline 300 watts Solar Panel | 18 | units |  | 0
|  |  | 4 | 80amp MPPT Solar Charge Controller | 1 | unit |  | 0
|  |  | 5 | 90v -250v Surge protection | 1 | unit |  | 0
|  |  | 6 | Solar array stand | 1 | unit |  | 0
|  |  | 7 | Concrete base for solar array stand. | 1 | unit |  | 0
|  |  |  | Installation (MCB, Battery cables, Load cables, solar array cables, …) i.e. : |  |  |  | 0
|  |  | 8 | AC MCB 120 amps | 1 | pc |  | 0
|  |  | 9 | DC MCB 120 amps | 1 | pc |  | 0
|  |  | 10 | DC PV Disconnect 120 amps | 1 | pc |  | 0
|  |  | 11 | Changeover switch 160Amps | 1 | pc |  | 0
|  |  | 12 | Battery cables – 35mm² Single Core Flex, PVC, PCP Cable | 20 | meter |  | 0
|  |  | 13 | Load cables: 16 mm² Three Core Flex nGS, PVC, PCP/EPR Cable | 35 | meter |  | 0
|  |  | 14 | Alternate supply cable 16 mm² three Core RHZ1 armored Cable. | 20 | meter |  | 0
|  |  | 15 | Solar array cables: 25 mm² | 40 | meter |  | 0
|  |  | 16 | 25 mm² bare single core grounding cable | 20 | meter |  | 0
|  |  | 17 | Battery rack for deep cycle batteries | 1 | unit |  | 0
|  |  | 18 | DC Combiner Box | 1 | unit |  | 0
|  |  | 19 | Solar freezer | 0 | unit |  | 0
|  |  | 20 | Distribution box | 1 | unit |  | 0
|  |  | 21 | Air Conditioner | 0 | unit |  | 0
|  |  | 22 | Solid rod Lightning arrestor | 1 | unit |  | 0
|  |  | 23 | Full Grounding station | 1 | unit |  | 0
|  |  | 24 | Inland transportation of all equipment to site | 1 | item |  | 0
|  |  | 25 | Complete installation of all equipment | 1 | item |  | 0
|  |  | 26 | Commisioning and testing | 1 | item |  | 0 |  | 0
13 | UYO | UNIVERSITY OF UYO TEACHING HOSPITAL | 1 | DC to AC Inverter | 1 | unit |  | 0
|  |  | 2 | Gel deep cycle Battery | 12 | units |  | 0
|  |  | 3 | Monocrystalline 300 watts Solar Panel | 18 | units |  | 0
|  |  | 4 | 80amp MPPT Solar Charge Controller | 1 | unit |  | 0
|  |  | 5 | 90v -250v Surge protection | 1 | unit |  | 0
|  |  | 6 | Solar array stand | 1 | unit |  | 0
|  |  | 7 | Concrete base for solar array stand. | 1 | unit |  | 0
|  |  |  | Installation (MCB, Battery cables, Load cables, solar array cables, …) i.e. : |  |  |  | 0
|  |  | 8 | AC MCB 120 amps | 1 | pc |  | 0
|  |  | 9 | DC MCB 120 amps | 1 | pc |  | 0
|  |  | 10 | DC PV Disconnect 120 amps | 1 | pc |  | 0
|  |  | 11 | Changeover switch 160Amps | 1 | pc |  | 0
|  |  | 12 | Battery cables – 35mm² Single Core Flex, PVC, PCP Cable | 20 | meter |  | 0
|  |  | 13 | Load cables: 16 mm² Three Core Flex nGS, PVC, PCP/EPR Cable | 35 | meter |  | 0
|  |  | 14 | Alternate supply cable 16 mm² three Core RHZ1 armored Cable. | 20 | meter |  | 0
|  |  | 15 | Solar array cables: 25 mm² | 40 | meter |  | 0
|  |  | 16 | 25 mm² bare single core grounding cable | 20 | meter |  | 0
|  |  | 17 | Battery rack for deep cycle batteries | 1 | unit |  | 0
|  |  | 18 | DC Combiner Box | 1 | unit |  | 0
|  |  | 19 | Solar freezer | 0 | unit |  | 0
|  |  | 20 | Distribution box | 1 | unit |  | 0
|  |  | 21 | Air Conditioner | 0 | unit |  | 0
|  |  | 22 | Solid rod Lightning arrestor | 1 | unit |  | 0
|  |  | 23 | Full Grounding station | 1 | unit |  | 0
|  |  | 24 | Inland transportation of all equipment to site | 1 | item |  | 0
|  |  | 25 | Complete installation of all equipment | 1 | item |  | 0
|  |  | 26 | Commisioning and testing | 1 | item |  | 0 |  | 0

## LOT 9 ANAMBRA
S/N | LGA | FACILITY |  | ITEM | QTY | UNIT | UNIT COST | TOTAL COST | CURRENCY | TOTAL COST
1 | AWKA SOUTH | COOUTH | 1 | Load cables: 16 mm² Three Core Flex nGS, PVC, PCP/EPR Cable | 1 | unit |  | 0
|  |  | 2 | Gel deep cycle Battery | 12 | units |  | 0
|  |  | 3 | Monocrystalline 300 watts Solar Panel | 18 | units |  | 0
|  |  | 4 | 80amp MPPT Solar Charge Controller | 1 | unit |  | 0
|  |  | 5 | 90v -250v Surge protection | 1 | unit |  | 0
|  |  | 6 | Solar array stand | 1 | unit |  | 0
|  |  | 7 | Concrete base for solar array stand. | 1 | unit |  | 0
|  |  |  | Installation (MCB, Battery cables, Load cables, solar array cables, …) i.e. : |  |  |  | 0
|  |  | 8 | AC MCB 120 amps | 1 | pc |  | 0
|  |  | 9 | DC MCB 120 amps | 1 | pc |  | 0
|  |  | 10 | DC PV Disconnect 120 amps | 1 | pc |  | 0
|  |  | 11 | Changeover switch 160Amps | 1 | pc |  | 0
|  |  | 12 | Battery cables – 35mm² Single Core Flex, PVC, PCP Cable | 20 | meter |  | 0
|  |  | 13 | Load cables: 16 mm² Three Core Flex nGS, PVC, PCP/EPR Cable | 35 | meter |  | 0
|  |  | 14 | Alternate supply cable 16 mm² three Core RHZ1 armored Cable. | 20 | meter |  | 0
|  |  | 15 | Solar array cables: 25 mm² | 40 | meter |  | 0
|  |  | 16 | 25 mm² bare single core grounding cable | 20 | meter |  | 0
|  |  | 17 | Battery rack for deep cycle batteries | 1 | unit |  | 0
|  |  | 18 | DC Combiner Box | 1 | unit |  | 0
|  |  | 19 | Solar freezer | 0 | unit |  | 0
|  |  | 20 | Distribution box | 1 | unit |  | 0
|  |  | 21 | Air Conditioner | 1 | unit |  | 0
|  |  | 22 | Solid rod Lightning arrestor | 1 | unit |  | 0
|  |  | 23 | Full Grounding station | 1 | unit |  | 0
|  |  | 24 | Inland transportation of all equipment to site | 1 | item |  | 0
|  |  | 25 | Complete installation of all equipment | 1 | item |  | 0
|  |  | 26 | Commisioning and testing | 1 | item |  | 0 |  | 0
2 | AGUATA | GENERAL HOSPITAL EKWULOBIA | 1 | DC to AC Inverter | 1 | unit |  | 0
|  |  | 2 | Gel deep cycle Battery | 12 | units |  | 0
|  |  | 3 | Monocrystalline 300 watts Solar Panel | 18 | units |  | 0
|  |  | 4 | 80amp MPPT Solar Charge Controller | 1 | unit |  | 0
|  |  | 5 | 90v -250v Surge protection | 1 | unit |  | 0
|  |  | 6 | Solar array stand | 1 | unit |  | 0
|  |  | 7 | Concrete base for solar array stand. | 1 | unit |  | 0
|  |  |  | Installation (MCB, Battery cables, Load cables, solar array cables, …) i.e. : |  |  |  | 0
|  |  | 8 | AC MCB 120 amps | 1 | pc |  | 0
|  |  | 9 | DC MCB 120 amps | 1 | pc |  | 0
|  |  | 10 | DC PV Disconnect 120 amps | 1 | pc |  | 0
|  |  | 11 | Changeover switch 160Amps | 1 | pc |  | 0
|  |  | 12 | Battery cables – 35mm² Single Core Flex, PVC, PCP Cable | 20 | meter |  | 0
|  |  | 13 | Load cables: 16 mm² Three Core Flex nGS, PVC, PCP/EPR Cable | 35 | meter |  | 0
|  |  | 14 | Alternate supply cable 16 mm² three Core RHZ1 armored Cable. | 20 | meter |  | 0
|  |  | 15 | Solar array cables: 25 mm² | 40 | meter |  | 0
|  |  | 16 | 25 mm² bare single core grounding cable | 20 | meter |  | 0
|  |  | 17 | Battery rack for deep cycle batteries | 1 | unit |  | 0
|  |  | 18 | DC Combiner Box | 1 | unit |  | 0
|  |  | 19 | Solar freezer | 0 | unit |  | 0
|  |  | 20 | Distribution box | 1 | unit |  | 0
|  |  | 21 | Air Conditioner | 1 | unit |  | 0
|  |  | 22 | Solid rod Lightning arrestor | 1 | unit |  | 0
|  |  | 23 | Full Grounding station | 1 | unit |  | 0
|  |  | 24 | Inland transportation of all equipment to site | 1 | item |  | 0
|  |  | 25 | Complete installation of all equipment | 1 | item |  | 0
|  |  | 26 | Commisioning and testing | 1 | item |  | 0 |  | 0
3 | ONITSHA NORTH | GENERAL HOSPITAL ONITSHA | 1 | DC to AC Inverter | 1 | unit |  | 0
|  |  | 2 | Gel deep cycle Battery | 8 | units |  | 0
|  |  | 3 | Monocrystalline 300 watts Solar Panel | 19 | units |  | 0
|  |  | 4 | 80amp MPPT Solar Charge Controller | 1 | unit |  | 0
|  |  | 5 | 90v -250v Surge protection | 1 | unit |  | 0
|  |  | 6 | Solar array stand | 1 | unit |  | 0
|  |  | 7 | Concrete base for solar array stand. | 1 | unit |  | 0
|  |  |  | Installation (MCB, Battery cables, Load cables, solar array cables, …) i.e. : |  |  |  | 0
|  |  | 8 | AC MCB 120 amps | 1 | pc |  | 0
|  |  | 9 | DC MCB 120 amps | 1 | pc |  | 0
|  |  | 10 | DC PV Disconnect 120 amps | 1 | pc |  | 0
|  |  | 11 | Changeover switch 160Amps | 1 | pc |  | 0
|  |  | 12 | Battery cables – 35mm² Single Core Flex, PVC, PCP Cable | 20 | meter |  | 0
|  |  | 13 | Load cables: 16 mm² Three Core Flex nGS, PVC, PCP/EPR Cable | 35 | meter |  | 0
|  |  | 14 | Alternate supply cable 16 mm² three Core RHZ1 armored Cable. | 20 | meter |  | 0
|  |  | 15 | Solar array cables: 25 mm² | 40 | meter |  | 0
|  |  | 16 | 25 mm² bare single core grounding cable | 20 | meter |  | 0
|  |  | 17 | Battery rack for deep cycle batteries | 1 | unit |  | 0
|  |  | 18 | DC Combiner Box | 1 | unit |  | 0
|  |  | 19 | Solar freezer | 0 | unit |  | 0
|  |  | 20 | Distribution box | 1 | unit |  | 0
|  |  | 21 | Air Conditioner | 1 | unit |  | 0
|  |  | 22 | Solid rod Lightning arrestor | 1 | unit |  | 0
|  |  | 23 | Full Grounding station | 1 | unit |  | 0
|  |  | 24 | Inland transportation of all equipment to site | 1 | item |  | 0
|  |  | 25 | Complete installation of all equipment | 1 | item |  | 0
|  |  | 26 | Commisioning and testing | 1 | item |  | 0 |  | 0
4 | NNEWI NORTH | NAUTH | 1 | DC to AC Inverter | 1 | unit |  | 0
|  |  | 2 | Gel deep cycle Battery | 8 | units |  | 0
|  |  | 3 | Monocrystalline 300 watts Solar Panel | 18 | units |  | 0
|  |  | 4 | 80amp MPPT Solar Charge Controller | 1 | unit |  | 0
|  |  | 5 | 90v -250v Surge protection | 1 | unit |  | 0
|  |  | 6 | Solar array stand | 1 | unit |  | 0
|  |  | 7 | Concrete base for solar array stand. | 1 | unit |  | 0
|  |  |  | Installation (MCB, Battery cables, Load cables, solar array cables, …) i.e. : |  |  |  | 0
|  |  | 8 | AC MCB 120 amps | 1 | pc |  | 0
|  |  | 9 | DC MCB 120 amps | 1 | pc |  | 0
|  |  | 10 | DC PV Disconnect 120 amps | 1 | pc |  | 0
|  |  | 11 | Changeover switch 160Amps | 1 | pc |  | 0
|  |  | 12 | Battery cables – 35mm² Single Core Flex, PVC, PCP Cable | 20 | meter |  | 0
|  |  | 13 | Load cables: 16 mm² Three Core Flex nGS, PVC, PCP/EPR Cable | 35 | meter |  | 0
|  |  | 14 | Alternate supply cable 16 mm² three Core RHZ1 armored Cable. | 20 | meter |  | 0
|  |  | 15 | Solar array cables: 25 mm² | 40 | meter |  | 0
|  |  | 16 | 25 mm² bare single core grounding cable | 20 | meter |  | 0
|  |  | 17 | Battery rack for deep cycle batteries | 1 | unit |  | 0
|  |  | 18 | DC Combiner Box | 1 | unit |  | 0
|  |  | 19 | Solar freezer | 1 | unit |  | 0
|  |  | 20 | Distribution box | 1 | unit |  | 0
|  |  | 21 | Air Conditioner | 0 | unit |  | 0
|  |  | 22 | Solid rod Lightning arrestor | 1 | unit |  | 0
|  |  | 23 | Full Grounding station | 1 | unit |  | 0
|  |  | 24 | Inland transportation of all equipment to site | 1 | item |  | 0
|  |  | 25 | Complete installation of all equipment | 1 | item |  | 0
|  |  | 26 | Commisioning and testing | 1 | item |  | 0 |  | 0
5 | IHIALA | OUR LADY OF LOURDES HOSPITAL | 1 | DC to AC Inverter | 1 | unit |  | 0
|  |  | 2 | Gel deep cycle Battery | 8 | units |  | 0
|  |  | 3 | Monocrystalline 300 watts Solar Panel | 18 | units |  | 0
|  |  | 4 | 80amp MPPT Solar Charge Controller | 1 | unit |  | 0
|  |  | 5 | 90v -250v Surge protection | 1 | unit |  | 0
|  |  | 6 | Solar array stand | 1 | unit |  | 0
|  |  | 7 | Concrete base for solar array stand. | 1 | unit |  | 0
|  |  |  | Installation (MCB, Battery cables, Load cables, solar array cables, …) i.e. : |  |  |  | 0
|  |  | 8 | AC MCB 120 amps | 1 | pc |  | 0
|  |  | 9 | DC MCB 120 amps | 1 | pc |  | 0
|  |  | 10 | DC PV Disconnect 120 amps | 1 | pc |  | 0
|  |  | 11 | Changeover switch 160Amps | 1 | pc |  | 0
|  |  | 12 | Battery cables – 35mm² Single Core Flex, PVC, PCP Cable | 20 | meter |  | 0
|  |  | 13 | Load cables: 16 mm² Three Core Flex nGS, PVC, PCP/EPR Cable | 35 | meter |  | 0
|  |  | 14 | Alternate supply cable 16 mm² three Core RHZ1 armored Cable. | 20 | meter |  | 0
|  |  | 15 | Solar array cables: 25 mm² | 40 | meter |  | 0
|  |  | 16 | 25 mm² bare single core grounding cable | 20 | meter |  | 0
|  |  | 17 | Battery rack for deep cycle batteries | 1 | unit |  | 0
|  |  | 18 | DC Combiner Box | 1 | unit |  | 0
|  |  | 19 | Solar freezer | 0 | unit |  | 0
|  |  | 20 | Distribution box | 1 | unit |  | 0
|  |  | 21 | Air Conditioner | 1 | unit |  | 0
|  |  | 22 | Solid rod Lightning arrestor | 1 | unit |  | 0
|  |  | 23 | Full Grounding station | 1 | unit |  | 0
|  |  | 24 | Inland transportation of all equipment to site | 1 | item |  | 0
|  |  | 25 | Complete installation of all equipment | 1 | item |  | 0
|  |  | 26 | Commisioning and testing | 1 | item |  | 0 |  | 0
6 | ONITSHA NORTH | ST CHARLES BORROMEO SPECIALIST HOSPITAL | 1 | DC to AC Inverter | 1 | unit |  | 0
|  |  | 2 | Gel deep cycle Battery | 12 | units |  | 0
|  |  | 3 | Monocrystalline 300 watts Solar Panel | 18 | units |  | 0
|  |  | 4 | 80amp MPPT Solar Charge Controller | 1 | unit |  | 0
|  |  | 5 | 90v -250v Surge protection | 1 | unit |  | 0
|  |  | 6 | Solar array stand | 1 | unit |  | 0
|  |  | 7 | Concrete base for solar array stand. | 1 | unit |  | 0
|  |  |  | Installation (MCB, Battery cables, Load cables, solar array cables, …) i.e. : |  |  |  | 0
|  |  | 8 | AC MCB 120 amps | 1 | pc |  | 0
|  |  | 9 | DC MCB 120 amps | 1 | pc |  | 0
|  |  | 10 | DC PV Disconnect 120 amps | 1 | pc |  | 0
|  |  | 11 | Changeover switch 160Amps | 1 | pc |  | 0
|  |  | 12 | Battery cables – 35mm² Single Core Flex, PVC, PCP Cable | 20 | meter |  | 0
|  |  | 13 | Load cables: 16 mm² Three Core Flex nGS, PVC, PCP/EPR Cable | 35 | meter |  | 0
|  |  | 14 | Alternate supply cable 16 mm² three Core RHZ1 armored Cable. | 20 | meter |  | 0
|  |  | 15 | Solar array cables: 25 mm² | 40 | meter |  | 0
|  |  | 16 | 25 mm² bare single core grounding cable | 20 | meter |  | 0
|  |  | 17 | Battery rack for deep cycle batteries | 1 | unit |  | 0
|  |  | 18 | DC Combiner Box | 1 | unit |  | 0
|  |  | 19 | Solar freezer | 1 | unit |  | 0
|  |  | 20 | Distribution box | 1 | unit |  | 0
|  |  | 21 | Air Conditioner | 1 | unit |  | 0
|  |  | 22 | Solid rod Lightning arrestor | 1 | unit |  | 0
|  |  | 23 | Full Grounding station | 1 | unit |  | 0
|  |  | 24 | Inland transportation of all equipment to site | 1 | item |  | 0
|  |  | 25 | Complete installation of all equipment | 1 | item |  | 0
|  |  | 26 | Commisioning and testing | 1 | item |  | 0 |  | 0
7 | ANAOCHA | ST JOSEPH'S HOSPITAL, ADAZI NNMELUM | 1 | DC to AC Inverter | 1 | unit |  | 0
|  |  | 2 | Gel deep cycle Battery | 12 | units |  | 0
|  |  | 3 | Monocrystalline 300 watts Solar Panel | 18 | units |  | 0
|  |  | 4 | 80amp MPPT Solar Charge Controller | 1 | unit |  | 0
|  |  | 5 | 90v -250v Surge protection | 1 | unit |  | 0
|  |  | 6 | Solar array stand | 1 | unit |  | 0
|  |  | 7 | Concrete base for solar array stand. | 1 | unit |  | 0
|  |  |  | Installation (MCB, Battery cables, Load cables, solar array cables, …) i.e. : |  |  |  | 0
|  |  | 8 | AC MCB 120 amps | 1 | pc |  | 0
|  |  | 9 | DC MCB 120 amps | 1 | pc |  | 0
|  |  | 10 | DC PV Disconnect 120 amps | 1 | pc |  | 0
|  |  | 11 | Changeover switch 160Amps | 1 | pc |  | 0
|  |  | 12 | Battery cables – 35mm² Single Core Flex, PVC, PCP Cable | 20 | meter |  | 0
|  |  | 13 | Load cables: 16 mm² Three Core Flex nGS, PVC, PCP/EPR Cable | 35 | meter |  | 0
|  |  | 14 | Alternate supply cable 16 mm² three Core RHZ1 armored Cable. | 20 | meter |  | 0
|  |  | 15 | Solar array cables: 25 mm² | 40 | meter |  | 0
|  |  | 16 | 25 mm² bare single core grounding cable | 20 | meter |  | 0
|  |  | 17 | Battery rack for deep cycle batteries | 1 | unit |  | 0
|  |  | 18 | DC Combiner Box | 1 | unit |  | 0
|  |  | 19 | Solar freezer | 1 | unit |  | 0
|  |  | 20 | Distribution box | 1 | unit |  | 0
|  |  | 21 | Air Conditioner | 1 | unit |  | 0
|  |  | 22 | Solid rod Lightning arrestor | 1 | unit |  | 0
|  |  | 23 | Full Grounding station | 1 | unit |  | 0
|  |  | 24 | Inland transportation of all equipment to site | 1 | item |  | 0
|  |  | 25 | Complete installation of all equipment | 1 | item |  | 0
|  |  | 26 | Commisioning and testing | 1 | item |  | 0 |  | 0

## LOT 10 BAUCHI
S/N | LGA | FACILITY |  | ITEM | QTY | UNIT | UNIT COST | TOTAL COST | CURRENCY | TOTAL COST
1 | KATAGUM | FEDERAL MEDICAL CENTER AZARE | 1 | Load cables: 16 mm² Three Core Flex nGS, PVC, PCP/EPR Cable | 0 | unit |  | 0
|  |  | 2 | Gel deep cycle Battery | 4 | units |  | 0
|  |  | 3 | Monocrystalline 300 watts Solar Panel | 0 | units |  | 0
|  |  | 4 | 80amp MPPT Solar Charge Controller | 0 | unit |  | 0
|  |  | 5 | 90v -250v Surge protection | 0 | unit |  | 0
|  |  | 6 | Solar array stand | 0 | unit |  | 0
|  |  | 7 | Concrete base for solar array stand. | 0 | unit |  | 0
|  |  |  | Installation (MCB, Battery cables, Load cables, solar array cables, …) i.e. : |  |  |  | 0
|  |  | 8 | AC MCB 120 amps | 0 | pc |  | 0
|  |  | 9 | DC MCB 120 amps | 0 | pc |  | 0
|  |  | 10 | DC PV Disconnect 120 amps | 0 | pc |  | 0
|  |  | 11 | Changeover switch 160Amps | 0 | pc |  | 0
|  |  | 12 | Battery cables – 35mm² Single Core Flex, PVC, PCP Cable | 20 | meter |  | 0
|  |  | 13 | Load cables: 16 mm² Three Core Flex nGS, PVC, PCP/EPR Cable | 0 | meter |  | 0
|  |  | 14 | Alternate supply cable 16 mm² three Core RHZ1 armored Cable. | 0 | meter |  | 0
|  |  | 15 | Solar array cables: 25 mm² | 0 | meter |  | 0
|  |  | 16 | 25 mm² bare single core grounding cable | 20 | meter |  | 0
|  |  | 17 | Battery rack for deep cycle batteries | 0 | unit |  | 0
|  |  | 18 | DC Combiner Box | 0 | unit |  | 0
|  |  | 19 | Solar freezer | 1 | unit |  | 0
|  |  | 20 | Distribution box | 1 | unit |  | 0
|  |  | 21 | Air Conditioner | 0 | unit |  | 0
|  |  | 22 | Solid rod Lightning arrestor | 1 | unit |  | 0
|  |  | 23 | Full Grounding station | 1 | unit |  | 0
|  |  | 24 | Inland transportation of all equipment to site | 1 | item |  | 0
|  |  | 25 | Complete installation of all equipment | 1 | item |  | 0
|  |  | 26 | Commisioning and testing | 1 | item |  | 0 |  | 0
2 | DARAZO | GENERAL HOSPITAL DARAZO | 1 | DC to AC Inverter | 1 | unit |  | 0
|  |  | 2 | Gel deep cycle Battery | 8 | units |  | 0
|  |  | 3 | Monocrystalline 300 watts Solar Panel | 18 | units |  | 0
|  |  | 4 | 80amp MPPT Solar Charge Controller | 1 | unit |  | 0
|  |  | 5 | 90v -250v Surge protection | 1 | unit |  | 0
|  |  | 6 | Solar array stand | 1 | unit |  | 0
|  |  | 7 | Concrete base for solar array stand. | 1 | unit |  | 0
|  |  |  | Installation (MCB, Battery cables, Load cables, solar array cables, …) i.e. : |  |  |  | 0
|  |  | 8 | AC MCB 120 amps | 1 | pc |  | 0
|  |  | 9 | DC MCB 120 amps | 1 | pc |  | 0
|  |  | 10 | DC PV Disconnect 120 amps | 1 | pc |  | 0
|  |  | 11 | Changeover switch 160Amps | 1 | pc |  | 0
|  |  | 12 | Battery cables – 35mm² Single Core Flex, PVC, PCP Cable | 20 | meter |  | 0
|  |  | 13 | Load cables: 16 mm² Three Core Flex nGS, PVC, PCP/EPR Cable | 35 | meter |  | 0
|  |  | 14 | Alternate supply cable 16 mm² three Core RHZ1 armored Cable. | 20 | meter |  | 0
|  |  | 15 | Solar array cables: 25 mm² | 40 | meter |  | 0
|  |  | 16 | 25 mm² bare single core grounding cable | 20 | meter |  | 0
|  |  | 17 | Battery rack for deep cycle batteries | 1 | unit |  | 0
|  |  | 18 | DC Combiner Box | 1 | unit |  | 0
|  |  | 19 | Solar freezer | 0 | unit |  | 0
|  |  | 20 | Distribution box | 1 | unit |  | 0
|  |  | 21 | Air Conditioner | 1 | unit |  | 0
|  |  | 22 | Solid rod Lightning arrestor | 1 | unit |  | 0
|  |  | 23 | Full Grounding station | 1 | unit |  | 0
|  |  | 24 | Inland transportation of all equipment to site | 1 | item |  | 0
|  |  | 25 | Complete installation of all equipment | 1 | item |  | 0
|  |  | 26 | Commisioning and testing | 1 | item |  | 0 |  | 0
3 | GAMAWA | GENERAL HOSPITAL GAMAWA | 1 | DC to AC Inverter | 0 | unit |  | 0
|  |  | 2 | Gel deep cycle Battery | 12 | units |  | 0
|  |  | 3 | Monocrystalline 300 watts Solar Panel | 18 | units |  | 0
|  |  | 4 | 80amp MPPT Solar Charge Controller | 1 | unit |  | 0
|  |  | 5 | 90v -250v Surge protection | 1 | unit |  | 0
|  |  | 6 | Solar array stand | 1 | unit |  | 0
|  |  | 7 | Concrete base for solar array stand. | 1 | unit |  | 0
|  |  |  | Installation (MCB, Battery cables, Load cables, solar array cables, …) i.e. : |  |  |  | 0
|  |  | 8 | AC MCB 120 amps | 1 | pc |  | 0
|  |  | 9 | DC MCB 120 amps | 1 | pc |  | 0
|  |  | 10 | DC PV Disconnect 120 amps | 1 | pc |  | 0
|  |  | 11 | Changeover switch 160Amps | 1 | pc |  | 0
|  |  | 12 | Battery cables – 35mm² Single Core Flex, PVC, PCP Cable | 20 | meter |  | 0
|  |  | 13 | Load cables: 16 mm² Three Core Flex nGS, PVC, PCP/EPR Cable | 35 | meter |  | 0
|  |  | 14 | Alternate supply cable 16 mm² three Core RHZ1 armored Cable. | 20 | meter |  | 0
|  |  | 15 | Solar array cables: 25 mm² | 40 | meter |  | 0
|  |  | 16 | 25 mm² bare single core grounding cable | 20 | meter |  | 0
|  |  | 17 | Battery rack for deep cycle batteries | 1 | unit |  | 0
|  |  | 18 | DC Combiner Box | 1 | unit |  | 0
|  |  | 19 | Solar freezer | 0 | unit |  | 0
|  |  | 20 | Distribution box | 1 | unit |  | 0
|  |  | 21 | Air Conditioner | 0 | unit |  | 0
|  |  | 22 | Solid rod Lightning arrestor | 1 | unit |  | 0
|  |  | 23 | Full Grounding station | 1 | unit |  | 0
|  |  | 24 | Inland transportation of all equipment to site | 1 | item |  | 0
|  |  | 25 | Complete installation of all equipment | 1 | item |  | 0
|  |  | 26 | Commisioning and testing | 1 | item |  | 0 |  | 0
4 | GIADE | GENERAL HOSPITAL GIADE | 1 | DC to AC Inverter | 1 | unit |  | 0
|  |  | 2 | Gel deep cycle Battery | 8 | units |  | 0
|  |  | 3 | Monocrystalline 300 watts Solar Panel | 18 | units |  | 0
|  |  | 4 | 80amp MPPT Solar Charge Controller | 1 | unit |  | 0
|  |  | 5 | 90v -250v Surge protection | 1 | unit |  | 0
|  |  | 6 | Solar array stand | 1 | unit |  | 0
|  |  | 7 | Concrete base for solar array stand. | 1 | unit |  | 0
|  |  |  | Installation (MCB, Battery cables, Load cables, solar array cables, …) i.e. : |  |  |  | 0
|  |  | 8 | AC MCB 120 amps | 1 | pc |  | 0
|  |  | 9 | DC MCB 120 amps | 1 | pc |  | 0
|  |  | 10 | DC PV Disconnect 120 amps | 1 | pc |  | 0
|  |  | 11 | Changeover switch 160Amps | 1 | pc |  | 0
|  |  | 12 | Battery cables – 35mm² Single Core Flex, PVC, PCP Cable | 20 | meter |  | 0
|  |  | 13 | Load cables: 16 mm² Three Core Flex nGS, PVC, PCP/EPR Cable | 35 | meter |  | 0
|  |  | 14 | Alternate supply cable 16 mm² three Core RHZ1 armored Cable. | 20 | meter |  | 0
|  |  | 15 | Solar array cables: 25 mm² | 40 | meter |  | 0
|  |  | 16 | 25 mm² bare single core grounding cable | 20 | meter |  | 0
|  |  | 17 | Battery rack for deep cycle batteries | 1 | unit |  | 0
|  |  | 18 | DC Combiner Box | 1 | unit |  | 0
|  |  | 19 | Solar freezer | 0 | unit |  | 0
|  |  | 20 | Distribution box | 1 | unit |  | 0
|  |  | 21 | Air Conditioner | 1 | unit |  | 0
|  |  | 22 | Solid rod Lightning arrestor | 1 | unit |  | 0
|  |  | 23 | Full Grounding station | 1 | unit |  | 0
|  |  | 24 | Inland transportation of all equipment to site | 1 | item |  | 0
|  |  | 25 | Complete installation of all equipment | 1 | item |  | 0
|  |  | 26 | Commisioning and testing | 1 | item |  | 0 |  | 0
5 | MISAU | GENERAL HOSPITAL MISAU | 1 | DC to AC Inverter | 1 | unit |  | 0
|  |  | 2 | Gel deep cycle Battery | 12 | units |  | 0
|  |  | 3 | Monocrystalline 300 watts Solar Panel | 18 | units |  | 0
|  |  | 4 | 80amp MPPT Solar Charge Controller | 1 | unit |  | 0
|  |  | 5 | 90v -250v Surge protection | 1 | unit |  | 0
|  |  | 6 | Solar array stand | 1 | unit |  | 0
|  |  | 7 | Concrete base for solar array stand. | 1 | unit |  | 0
|  |  |  | Installation (MCB, Battery cables, Load cables, solar array cables, …) i.e. : |  |  |  | 0
|  |  | 8 | AC MCB 120 amps | 1 | pc |  | 0
|  |  | 9 | DC MCB 120 amps | 1 | pc |  | 0
|  |  | 10 | DC PV Disconnect 120 amps | 1 | pc |  | 0
|  |  | 11 | Changeover switch 160Amps | 1 | pc |  | 0
|  |  | 12 | Battery cables – 35mm² Single Core Flex, PVC, PCP Cable | 20 | meter |  | 0
|  |  | 13 | Load cables: 16 mm² Three Core Flex nGS, PVC, PCP/EPR Cable | 35 | meter |  | 0
|  |  | 14 | Alternate supply cable 16 mm² three Core RHZ1 armored Cable. | 20 | meter |  | 0
|  |  | 15 | Solar array cables: 25 mm² | 40 | meter |  | 0
|  |  | 16 | 25 mm² bare single core grounding cable | 20 | meter |  | 0
|  |  | 17 | Battery rack for deep cycle batteries | 1 | unit |  | 0
|  |  | 18 | DC Combiner Box | 1 | unit |  | 0
|  |  | 19 | Solar freezer | 0 | unit |  | 0
|  |  | 20 | Distribution box | 1 | unit |  | 0
|  |  | 21 | Air Conditioner | 1 | unit |  | 0
|  |  | 22 | Solid rod Lightning arrestor | 1 | unit |  | 0
|  |  | 23 | Full Grounding station | 1 | unit |  | 0
|  |  | 24 | Inland transportation of all equipment to site | 1 | item |  | 0
|  |  | 25 | Complete installation of all equipment | 1 | item |  | 0
|  |  | 26 | Commisioning and testing | 1 | item |  | 0 |  | 0
6 | TAFAWA BALEWA | GENERAL HOSPITAL TAFAWA BALEWA | 1 | DC to AC Inverter | 0 | unit |  | 0
|  |  | 2 | Gel deep cycle Battery | 2 | units |  | 0
|  |  | 3 | Monocrystalline 300 watts Solar Panel | 0 | units |  | 0
|  |  | 4 | 80amp MPPT Solar Charge Controller | 0 | unit |  | 0
|  |  | 5 | 90v -250v Surge protection | 0 | unit |  | 0
|  |  | 6 | Solar array stand | 0 | unit |  | 0
|  |  | 7 | Concrete base for solar array stand. | 0 | unit |  | 0
|  |  |  | Installation (MCB, Battery cables, Load cables, solar array cables, …) i.e. : |  |  |  | 0
|  |  | 8 | AC MCB 120 amps | 0 | pc |  | 0
|  |  | 9 | DC MCB 120 amps | 0 | pc |  | 0
|  |  | 10 | DC PV Disconnect 120 amps | 0 | pc |  | 0
|  |  | 11 | Changeover switch 160Amps | 0 | pc |  | 0
|  |  | 12 | Battery cables – 35mm² Single Core Flex, PVC, PCP Cable | 0 | meter |  | 0
|  |  | 13 | Load cables: 16 mm² Three Core Flex nGS, PVC, PCP/EPR Cable | 0 | meter |  | 0
|  |  | 14 | Alternate supply cable 16 mm² three Core RHZ1 armored Cable. | 0 | meter |  | 0
|  |  | 15 | Solar array cables: 25 mm² | 0 | meter |  | 0
|  |  | 16 | 25 mm² bare single core grounding cable | 0 | meter |  | 0
|  |  | 17 | Battery rack for deep cycle batteries | 0 | unit |  | 0
|  |  | 18 | DC Combiner Box | 0 | unit |  | 0
|  |  | 19 | Solar freezer | 0 | unit |  | 0
|  |  | 20 | Distribution box | 0 | unit |  | 0
|  |  | 21 | Air Conditioner | 0 | unit |  | 0
|  |  | 22 | Solid rod Lightning arrestor | 0 | unit |  | 0
|  |  | 23 | Full Grounding station | 0 | unit |  | 0
|  |  | 24 | Inland transportation of all equipment to site | 1 | item |  | 0
|  |  | 25 | Complete installation of all equipment | 1 | item |  | 0
|  |  | 26 | Commisioning and testing | 0 | item |  | 0 |  | 0
7 | TORO | GENERAL HOSPITAL TORO | 1 | DC to AC Inverter | 1 | unit |  | 0
|  |  | 2 | Gel deep cycle Battery | 12 | units |  | 0
|  |  | 3 | Monocrystalline 300 watts Solar Panel | 18 | units |  | 0
|  |  | 4 | 80amp MPPT Solar Charge Controller | 1 | unit |  | 0
|  |  | 5 | 90v -250v Surge protection | 1 | unit |  | 0
|  |  | 6 | Solar array stand | 1 | unit |  | 0
|  |  | 7 | Concrete base for solar array stand. | 1 | unit |  | 0
|  |  |  | Installation (MCB, Battery cables, Load cables, solar array cables, …) i.e. : |  |  |  | 0
|  |  | 8 | AC MCB 120 amps | 1 | pc |  | 0
|  |  | 9 | DC MCB 120 amps | 1 | pc |  | 0
|  |  | 10 | DC PV Disconnect 120 amps | 1 | pc |  | 0
|  |  | 11 | Changeover switch 160Amps | 1 | pc |  | 0
|  |  | 12 | Battery cables – 35mm² Single Core Flex, PVC, PCP Cable | 20 | meter |  | 0
|  |  | 13 | Load cables: 16 mm² Three Core Flex nGS, PVC, PCP/EPR Cable | 35 | meter |  | 0
|  |  | 14 | Alternate supply cable 16 mm² three Core RHZ1 armored Cable. | 20 | meter |  | 0
|  |  | 15 | Solar array cables: 25 mm² | 40 | meter |  | 0
|  |  | 16 | 25 mm² bare single core grounding cable | 20 | meter |  | 0
|  |  | 17 | Battery rack for deep cycle batteries | 1 | unit |  | 0
|  |  | 18 | DC Combiner Box | 1 | unit |  | 0
|  |  | 19 | Solar freezer | 0 | unit |  | 0
|  |  | 20 | Distribution box | 1 | unit |  | 0
|  |  | 21 | Air Conditioner | 0 | unit |  | 0
|  |  | 22 | Solid rod Lightning arrestor | 1 | unit |  | 0
|  |  | 23 | Full Grounding station | 1 | unit |  | 0
|  |  | 24 | Inland transportation of all equipment to site | 1 | item |  | 0
|  |  | 25 | Complete installation of all equipment | 1 | item |  | 0
|  |  | 26 | Commisioning and testing | 1 | item |  | 0 |  | 0
8 | BAUCHI | ABUBAKAR TAFAWA BALEWA TEACHING HOSPITAL | 1 | DC to AC Inverter | 1 | unit |  | 0
|  |  | 2 | Gel deep cycle Battery | 8 | units |  | 0
|  |  | 3 | Monocrystalline 300 watts Solar Panel | 18 | units |  | 0
|  |  | 4 | 80amp MPPT Solar Charge Controller | 1 | unit |  | 0
|  |  | 5 | 90v -250v Surge protection | 1 | unit |  | 0
|  |  | 6 | Solar array stand | 1 | unit |  | 0
|  |  | 7 | Concrete base for solar array stand. | 1 | unit |  | 0
|  |  |  | Installation (MCB, Battery cables, Load cables, solar array cables, …) i.e. : |  |  |  | 0
|  |  | 8 | AC MCB 120 amps | 1 | pc |  | 0
|  |  | 9 | DC MCB 120 amps | 1 | pc |  | 0
|  |  | 10 | DC PV Disconnect 120 amps | 1 | pc |  | 0
|  |  | 11 | Changeover switch 160Amps | 1 | pc |  | 0
|  |  | 12 | Battery cables – 35mm² Single Core Flex, PVC, PCP Cable | 20 | meter |  | 0
|  |  | 13 | Load cables: 16 mm² Three Core Flex nGS, PVC, PCP/EPR Cable | 35 | meter |  | 0
|  |  | 14 | Alternate supply cable 16 mm² three Core RHZ1 armored Cable. | 20 | meter |  | 0
|  |  | 15 | Solar array cables: 25 mm² | 40 | meter |  | 0
|  |  | 16 | 25 mm² bare single core grounding cable | 20 | meter |  | 0
|  |  | 17 | Battery rack for deep cycle batteries | 1 | unit |  | 0
|  |  | 18 | DC Combiner Box | 1 | unit |  | 0
|  |  | 19 | Solar freezer | 0 | unit |  | 0
|  |  | 20 | Distribution box | 1 | unit |  | 0
|  |  | 21 | Air Conditioner | 0 | unit |  | 0
|  |  | 22 | Solid rod Lightning arrestor | 1 | unit |  | 0
|  |  | 23 | Full Grounding station | 1 | unit |  | 0
|  |  | 24 | Inland transportation of all equipment to site | 1 | item |  | 0
|  |  | 25 | Complete installation of all equipment | 1 | item |  | 0
|  |  | 26 | Commisioning and testing | 1 | item |  | 0 |  | 0
9 | BAUCHI | INFECTIOUS DISEASE HOSPITAL BAYARA | 1 | DC to AC Inverter | 0 | unit |  | 0
|  |  | 2 | Gel deep cycle Battery | 4 | units |  | 0
|  |  | 3 | Monocrystalline 300 watts Solar Panel | 0 | units |  | 0
|  |  | 4 | 80amp MPPT Solar Charge Controller | 0 | unit |  | 0
|  |  | 5 | 90v -250v Surge protection | 0 | unit |  | 0
|  |  | 6 | Solar array stand | 0 | unit |  | 0
|  |  | 7 | Concrete base for solar array stand. | 0 | unit |  | 0
|  |  |  | Installation (MCB, Battery cables, Load cables, solar array cables, …) i.e. : |  |  |  | 0
|  |  | 8 | AC MCB 120 amps | 0 | pc |  | 0
|  |  | 9 | DC MCB 120 amps | 0 | pc |  | 0
|  |  | 10 | DC PV Disconnect 120 amps | 0 | pc |  | 0
|  |  | 11 | Changeover switch 160Amps | 0 | pc |  | 0
|  |  | 12 | Battery cables – 35mm² Single Core Flex, PVC, PCP Cable | 20 | meter |  | 0
|  |  | 13 | Load cables: 16 mm² Three Core Flex nGS, PVC, PCP/EPR Cable | 0 | meter |  | 0
|  |  | 14 | Alternate supply cable 16 mm² three Core RHZ1 armored Cable. | 0 | meter |  | 0
|  |  | 15 | Solar array cables: 25 mm² | 0 | meter |  | 0
|  |  | 16 | 25 mm² bare single core grounding cable | 20 | meter |  | 0
|  |  | 17 | Battery rack for deep cycle batteries | 0 | unit |  | 0
|  |  | 18 | DC Combiner Box | 0 | unit |  | 0
|  |  | 19 | Solar freezer | 0 | unit |  | 0
|  |  | 20 | Distribution box | 0 | unit |  | 0
|  |  | 21 | Air Conditioner | 0 | unit |  | 0
|  |  | 22 | Solid rod Lightning arrestor | 1 | unit |  | 0
|  |  | 23 | Full Grounding station | 1 | unit |  | 0
|  |  | 24 | Inland transportation of all equipment to site | 1 | item |  | 0
|  |  | 25 | Complete installation of all equipment | 1 | item |  | 0
|  |  | 26 | Commisioning and testing | 1 | item |  | 0 |  | 0

## LOT 11 BAYELSA
S/N | LGA | FACILITY |  | ITEM | QTY | UNIT | UNIT COST | TOTAL COST | CURRENCY | TOTAL COST
1 | SOUTHERN IJAW | COMPREHENSIVE HEALTH CENTRE OKOWE | 1 | Load cables: 16 mm² Three Core Flex nGS, PVC, PCP/EPR Cable | 1 | unit |  | 0
|  |  | 2 | Gel deep cycle Battery | 12 | units |  | 0
|  |  | 3 | Monocrystalline 300 watts Solar Panel | 16 | units |  | 0
|  |  | 4 | 80amp MPPT Solar Charge Controller | 1 | unit |  | 0
|  |  | 5 | 90v -250v Surge protection | 1 | unit |  | 0
|  |  | 6 | Solar array stand | 1 | unit |  | 0
|  |  | 7 | Concrete base for solar array stand. | 1 | unit |  | 0
|  |  |  | Installation (MCB, Battery cables, Load cables, solar array cables, …) i.e. : |  |  |  | 0
|  |  | 8 | AC MCB 120 amps | 1 | pc |  | 0
|  |  | 9 | DC MCB 120 amps | 1 | pc |  | 0
|  |  | 10 | DC PV Disconnect 120 amps | 1 | pc |  | 0
|  |  | 11 | Changeover switch 160Amps | 1 | pc |  | 0
|  |  | 12 | Battery cables – 35mm² Single Core Flex, PVC, PCP Cable | 20 | meter |  | 0
|  |  | 13 | Load cables: 16 mm² Three Core Flex nGS, PVC, PCP/EPR Cable | 35 | meter |  | 0
|  |  | 14 | Alternate supply cable 16 mm² three Core RHZ1 armored Cable. | 20 | meter |  | 0
|  |  | 15 | Solar array cables: 25 mm² | 40 | meter |  | 0
|  |  | 16 | 25 mm² bare single core grounding cable | 20 | meter |  | 0
|  |  | 17 | Battery rack for deep cycle batteries | 1 | unit |  | 0
|  |  | 18 | DC Combiner Box | 1 | unit |  | 0
|  |  | 19 | Solar freezer | 0 | unit |  | 0
|  |  | 20 | Distribution box | 1 | unit |  | 0
|  |  | 21 | Air Conditioner | 0 | unit |  | 0
|  |  | 22 | Solid rod Lightning arrestor | 1 | unit |  | 0
|  |  | 23 | Full Grounding station | 1 | unit |  | 0
|  |  | 24 | Inland transportation of all equipment to site | 1 | item |  | 0
|  |  | 25 | Complete installation of all equipment | 1 | item |  | 0
|  |  | 26 | Commisioning and testing | 1 | item |  | 0 |  | 0
2 | OGBIA | FEDERAL MEDICAL CENTRE OTUOKE | 1 | DC to AC Inverter | 1 | unit |  | 0
|  |  | 2 | Gel deep cycle Battery | 10 | units |  | 0
|  |  | 3 | Monocrystalline 300 watts Solar Panel | 18 | units |  | 0
|  |  | 4 | 80amp MPPT Solar Charge Controller | 1 | unit |  | 0
|  |  | 5 | 90v -250v Surge protection | 1 | unit |  | 0
|  |  | 6 | Solar array stand | 1 | unit |  | 0
|  |  | 7 | Concrete base for solar array stand. | 1 | unit |  | 0
|  |  |  | Installation (MCB, Battery cables, Load cables, solar array cables, …) i.e. : |  |  |  | 0
|  |  | 8 | AC MCB 120 amps | 1 | pc |  | 0
|  |  | 9 | DC MCB 120 amps | 1 | pc |  | 0
|  |  | 10 | DC PV Disconnect 120 amps | 1 | pc |  | 0
|  |  | 11 | Changeover switch 160Amps | 1 | pc |  | 0
|  |  | 12 | Battery cables – 35mm² Single Core Flex, PVC, PCP Cable | 20 | meter |  | 0
|  |  | 13 | Load cables: 16 mm² Three Core Flex nGS, PVC, PCP/EPR Cable | 35 | meter |  | 0
|  |  | 14 | Alternate supply cable 16 mm² three Core RHZ1 armored Cable. | 20 | meter |  | 0
|  |  | 15 | Solar array cables: 25 mm² | 40 | meter |  | 0
|  |  | 16 | 25 mm² bare single core grounding cable | 20 | meter |  | 0
|  |  | 17 | Battery rack for deep cycle batteries | 1 | unit |  | 0
|  |  | 18 | DC Combiner Box | 1 | unit |  | 0
|  |  | 19 | Solar freezer | 1 | unit |  | 0
|  |  | 20 | Distribution box | 1 | unit |  | 0
|  |  | 21 | Air Conditioner | 1 | unit |  | 0
|  |  | 22 | Solid rod Lightning arrestor | 1 | unit |  | 0
|  |  | 23 | Full Grounding station | 1 | unit |  | 0
|  |  | 24 | Inland transportation of all equipment to site | 1 | item |  | 0
|  |  | 25 | Complete installation of all equipment | 1 | item |  | 0
|  |  | 26 | Commisioning and testing | 1 | item |  | 0 |  | 0
3 | YENEGOA | FEDERAL MEDICAL CENTRE YENEGOA | 1 | DC to AC Inverter | 1 | unit |  | 0
|  |  | 2 | Gel deep cycle Battery | 8 | units |  | 0
|  |  | 3 | Monocrystalline 300 watts Solar Panel | 22 | units |  | 0
|  |  | 4 | 80amp MPPT Solar Charge Controller | 1 | unit |  | 0
|  |  | 5 | 90v -250v Surge protection | 1 | unit |  | 0
|  |  | 6 | Solar array stand | 1 | unit |  | 0
|  |  | 7 | Concrete base for solar array stand. | 1 | unit |  | 0
|  |  |  | Installation (MCB, Battery cables, Load cables, solar array cables, …) i.e. : |  |  |  | 0
|  |  | 8 | AC MCB 120 amps | 1 | pc |  | 0
|  |  | 9 | DC MCB 120 amps | 1 | pc |  | 0
|  |  | 10 | DC PV Disconnect 120 amps | 1 | pc |  | 0
|  |  | 11 | Changeover switch 160Amps | 1 | pc |  | 0
|  |  | 12 | Battery cables – 35mm² Single Core Flex, PVC, PCP Cable | 20 | meter |  | 0
|  |  | 13 | Load cables: 16 mm² Three Core Flex nGS, PVC, PCP/EPR Cable | 35 | meter |  | 0
|  |  | 14 | Alternate supply cable 16 mm² three Core RHZ1 armored Cable. | 20 | meter |  | 0
|  |  | 15 | Solar array cables: 25 mm² | 40 | meter |  | 0
|  |  | 16 | 25 mm² bare single core grounding cable | 20 | meter |  | 0
|  |  | 17 | Battery rack for deep cycle batteries | 1 | unit |  | 0
|  |  | 18 | DC Combiner Box | 1 | unit |  | 0
|  |  | 19 | Solar freezer | 1 | unit |  | 0
|  |  | 20 | Distribution box | 1 | unit |  | 0
|  |  | 21 | Air Conditioner | 1 | unit |  | 0
|  |  | 22 | Solid rod Lightning arrestor | 1 | unit |  | 0
|  |  | 23 | Full Grounding station | 1 | unit |  | 0
|  |  | 24 | Inland transportation of all equipment to site | 1 | item |  | 0
|  |  | 25 | Complete installation of all equipment | 1 | item |  | 0
|  |  | 26 | Commisioning and testing | 1 | item |  | 0 |  | 0
4 | NEMBE | GENERAL HOSPITAL NEMBE | 1 | DC to AC Inverter | 1 | unit |  | 0
|  |  | 2 | Gel deep cycle Battery | 12 | units |  | 0
|  |  | 3 | Monocrystalline 300 watts Solar Panel | 18 | units |  | 0
|  |  | 4 | 80amp MPPT Solar Charge Controller | 1 | unit |  | 0
|  |  | 5 | 90v -250v Surge protection | 1 | unit |  | 0
|  |  | 6 | Solar array stand | 1 | unit |  | 0
|  |  | 7 | Concrete base for solar array stand. | 1 | unit |  | 0
|  |  |  | Installation (MCB, Battery cables, Load cables, solar array cables, …) i.e. : |  |  |  | 0
|  |  | 8 | AC MCB 120 amps | 1 | pc |  | 0
|  |  | 9 | DC MCB 120 amps | 1 | pc |  | 0
|  |  | 10 | DC PV Disconnect 120 amps | 1 | pc |  | 0
|  |  | 11 | Changeover switch 160Amps | 1 | pc |  | 0
|  |  | 12 | Battery cables – 35mm² Single Core Flex, PVC, PCP Cable | 20 | meter |  | 0
|  |  | 13 | Load cables: 16 mm² Three Core Flex nGS, PVC, PCP/EPR Cable | 35 | meter |  | 0
|  |  | 14 | Alternate supply cable 16 mm² three Core RHZ1 armored Cable. | 20 | meter |  | 0
|  |  | 15 | Solar array cables: 25 mm² | 40 | meter |  | 0
|  |  | 16 | 25 mm² bare single core grounding cable | 20 | meter |  | 0
|  |  | 17 | Battery rack for deep cycle batteries | 1 | unit |  | 0
|  |  | 18 | DC Combiner Box | 1 | unit |  | 0
|  |  | 19 | Solar freezer | 1 | unit |  | 0
|  |  | 20 | Distribution box | 1 | unit |  | 0
|  |  | 21 | Air Conditioner | 0 | unit |  | 0
|  |  | 22 | Solid rod Lightning arrestor | 1 | unit |  | 0
|  |  | 23 | Full Grounding station | 1 | unit |  | 0
|  |  | 24 | Inland transportation of all equipment to site | 1 | item |  | 0
|  |  | 25 | Complete installation of all equipment | 1 | item |  | 0
|  |  | 26 | Commisioning and testing | 1 | item |  | 0 |  | 0

## LOT 12 BENUE
S/N | LGA | FACILITY |  | ITEM | QTY | UNIT | UNIT COST | TOTAL COST | CURRENCY | TOTAL COST
1 | VANDEIKYA | ST THOMAS HOSPITAL IHUGH | 1 | Load cables: 16 mm² Three Core Flex nGS, PVC, PCP/EPR Cable | 1 | unit |  | 0
|  |  | 2 | Gel deep cycle Battery | 8 | units |  | 0
|  |  | 3 | Monocrystalline 300 watts Solar Panel | 18 | units |  | 0
|  |  | 4 | 80amp MPPT Solar Charge Controller | 1 | unit |  | 0
|  |  | 5 | 90v -250v Surge protection | 1 | unit |  | 0
|  |  | 6 | Solar array stand | 1 | unit |  | 0
|  |  | 7 | Concrete base for solar array stand. | 1 | unit |  | 0
|  |  |  | Installation (MCB, Battery cables, Load cables, solar array cables, …) i.e. : |  |  |  | 0
|  |  | 8 | AC MCB 120 amps | 1 | pc |  | 0
|  |  | 9 | DC MCB 120 amps | 1 | pc |  | 0
|  |  | 10 | DC PV Disconnect 120 amps | 1 | pc |  | 0
|  |  | 11 | Changeover switch 160Amps | 1 | pc |  | 0
|  |  | 12 | Battery cables – 35mm² Single Core Flex, PVC, PCP Cable | 20 | meter |  | 0
|  |  | 13 | Load cables: 16 mm² Three Core Flex nGS, PVC, PCP/EPR Cable | 35 | meter |  | 0
|  |  | 14 | Alternate supply cable 16 mm² three Core RHZ1 armored Cable. | 20 | meter |  | 0
|  |  | 15 | Solar array cables: 25 mm² | 40 | meter |  | 0
|  |  | 16 | 25 mm² bare single core grounding cable | 20 | meter |  | 0
|  |  | 17 | Battery rack for deep cycle batteries | 1 | unit |  | 0
|  |  | 18 | DC Combiner Box | 1 | unit |  | 0
|  |  | 19 | Solar freezer | 0 | unit |  | 0
|  |  | 20 | Distribution box | 1 | unit |  | 0
|  |  | 21 | Air Conditioner | 1 | unit |  | 0
|  |  | 22 | Solid rod Lightning arrestor | 1 | unit |  | 0
|  |  | 23 | Full Grounding station | 1 | unit |  | 0
|  |  | 24 | Inland transportation of all equipment to site | 1 | item |  | 0
|  |  | 25 | Complete installation of all equipment | 1 | item |  | 0
|  |  | 26 | Commisioning and testing | 1 | item |  | 0 |  | 0
2 | MAKURDI | 161 NAF HOSPITAL | 1 | DC to AC Inverter | 1 | unit |  | 0
|  |  | 2 | Gel deep cycle Battery | 12 | units |  | 0
|  |  | 3 | Monocrystalline 300 watts Solar Panel | 0 | units |  | 0
|  |  | 4 | 80amp MPPT Solar Charge Controller | 0 | unit |  | 0
|  |  | 5 | 90v -250v Surge protection | 0 | unit |  | 0
|  |  | 6 | Solar array stand | 0 | unit |  | 0
|  |  | 7 | Concrete base for solar array stand. | 0 | unit |  | 0
|  |  |  | Installation (MCB, Battery cables, Load cables, solar array cables, …) i.e. : |  |  |  | 0
|  |  | 8 | AC MCB 120 amps | 0 | pc |  | 0
|  |  | 9 | DC MCB 120 amps | 0 | pc |  | 0
|  |  | 10 | DC PV Disconnect 120 amps | 0 | pc |  | 0
|  |  | 11 | Changeover switch 160Amps | 0 | pc |  | 0
|  |  | 12 | Battery cables – 35mm² Single Core Flex, PVC, PCP Cable | 20 | meter |  | 0
|  |  | 13 | Load cables: 16 mm² Three Core Flex nGS, PVC, PCP/EPR Cable | 0 | meter |  | 0
|  |  | 14 | Alternate supply cable 16 mm² three Core RHZ1 armored Cable. | 0 | meter |  | 0
|  |  | 15 | Solar array cables: 25 mm² | 0 | meter |  | 0
|  |  | 16 | 25 mm² bare single core grounding cable | 20 | meter |  | 0
|  |  | 17 | Battery rack for deep cycle batteries | 1 | unit |  | 0
|  |  | 18 | DC Combiner Box | 0 | unit |  | 0
|  |  | 19 | Solar freezer | 0 | unit |  | 0
|  |  | 20 | Distribution box | 0 | unit |  | 0
|  |  | 21 | Air Conditioner | 0 | unit |  | 0
|  |  | 22 | Solid rod Lightning arrestor | 1 | unit |  | 0
|  |  | 23 | Full Grounding station | 1 | unit |  | 0
|  |  | 24 | Inland transportation of all equipment to site | 1 | item |  | 0
|  |  | 25 | Complete installation of all equipment | 1 | item |  | 0
|  |  | 26 | Commisioning and testing | 1 | item |  | 0 |  | 0
3 | MAKURDI | BENUE STATE UNIVERSITY TEACHING HOSPITAL | 1 | DC to AC Inverter | 0 | unit |  | 0
|  |  | 2 | Gel deep cycle Battery | 0 | units |  | 0
|  |  | 3 | Monocrystalline 300 watts Solar Panel | 0 | units |  | 0
|  |  | 4 | 80amp MPPT Solar Charge Controller | 0 | unit |  | 0
|  |  | 5 | 90v -250v Surge protection | 0 | unit |  | 0
|  |  | 6 | Solar array stand | 0 | unit |  | 0
|  |  | 7 | Concrete base for solar array stand. | 0 | unit |  | 0
|  |  |  | Installation (MCB, Battery cables, Load cables, solar array cables, …) i.e. : |  |  |  | 0
|  |  | 8 | AC MCB 120 amps | 0 | pc |  | 0
|  |  | 9 | DC MCB 120 amps | 0 | pc |  | 0
|  |  | 10 | DC PV Disconnect 120 amps | 0 | pc |  | 0
|  |  | 11 | Changeover switch 160Amps | 0 | pc |  | 0
|  |  | 12 | Battery cables – 35mm² Single Core Flex, PVC, PCP Cable | 0 | meter |  | 0
|  |  | 13 | Load cables: 16 mm² Three Core Flex nGS, PVC, PCP/EPR Cable | 0 | meter |  | 0
|  |  | 14 | Alternate supply cable 16 mm² three Core RHZ1 armored Cable. | 0 | meter |  | 0
|  |  | 15 | Solar array cables: 25 mm² | 0 | meter |  | 0
|  |  | 16 | 25 mm² bare single core grounding cable | 0 | meter |  | 0
|  |  | 17 | Battery rack for deep cycle batteries | 0 | unit |  | 0
|  |  | 18 | DC Combiner Box | 0 | unit |  | 0
|  |  | 19 | Solar freezer | 1 | unit |  | 0
|  |  | 20 | Distribution box | 0 | unit |  | 0
|  |  | 21 | Air Conditioner | 1 | unit |  | 0
|  |  | 22 | Solid rod Lightning arrestor | 0 | unit |  | 0
|  |  | 23 | Full Grounding station | 0 | unit |  | 0
|  |  | 24 | Inland transportation of all equipment to site | 1 | item |  | 0
|  |  | 25 | Complete installation of all equipment | 1 | item |  | 0
|  |  | 26 | Commisioning and testing | 0 | item |  | 0 |  | 0
4 | MAKURDI | BISHOP MURRAY MEDICAL CENTER | 1 | DC to AC Inverter | 1 | unit |  | 0
|  |  | 2 | Gel deep cycle Battery | 12 | units |  | 0
|  |  | 3 | Monocrystalline 300 watts Solar Panel | 18 | units |  | 0
|  |  | 4 | 80amp MPPT Solar Charge Controller | 1 | unit |  | 0
|  |  | 5 | 90v -250v Surge protection | 1 | unit |  | 0
|  |  | 6 | Solar array stand | 1 | unit |  | 0
|  |  | 7 | Concrete base for solar array stand. | 1 | unit |  | 0
|  |  |  | Installation (MCB, Battery cables, Load cables, solar array cables, …) i.e. : |  |  |  | 0
|  |  | 8 | AC MCB 120 amps | 1 | pc |  | 0
|  |  | 9 | DC MCB 120 amps | 1 | pc |  | 0
|  |  | 10 | DC PV Disconnect 120 amps | 1 | pc |  | 0
|  |  | 11 | Changeover switch 160Amps | 1 | pc |  | 0
|  |  | 12 | Battery cables – 35mm² Single Core Flex, PVC, PCP Cable | 20 | meter |  | 0
|  |  | 13 | Load cables: 16 mm² Three Core Flex nGS, PVC, PCP/EPR Cable | 35 | meter |  | 0
|  |  | 14 | Alternate supply cable 16 mm² three Core RHZ1 armored Cable. | 20 | meter |  | 0
|  |  | 15 | Solar array cables: 25 mm² | 40 | meter |  | 0
|  |  | 16 | 25 mm² bare single core grounding cable | 20 | meter |  | 0
|  |  | 17 | Battery rack for deep cycle batteries | 1 | unit |  | 0
|  |  | 18 | DC Combiner Box | 1 | unit |  | 0
|  |  | 19 | Solar freezer | 0 | unit |  | 0
|  |  | 20 | Distribution box | 1 | unit |  | 0
|  |  | 21 | Air Conditioner | 0 | unit |  | 0
|  |  | 22 | Solid rod Lightning arrestor | 1 | unit |  | 0
|  |  | 23 | Full Grounding station | 1 | unit |  | 0
|  |  | 24 | Inland transportation of all equipment to site | 1 | item |  | 0
|  |  | 25 | Complete installation of all equipment | 1 | item |  | 0
|  |  | 26 | Commisioning and testing | 1 | item |  | 0 |  | 0
5 | KATSINA-ALA | COMPREHENSIVE HEALTH CENTER TOR-DONGA | 1 | DC to AC Inverter | 1 | unit |  | 0
|  |  | 2 | Gel deep cycle Battery | 12 | units |  | 0
|  |  | 3 | Monocrystalline 300 watts Solar Panel | 18 | units |  | 0
|  |  | 4 | 80amp MPPT Solar Charge Controller | 1 | unit |  | 0
|  |  | 5 | 90v -250v Surge protection | 1 | unit |  | 0
|  |  | 6 | Solar array stand | 1 | unit |  | 0
|  |  | 7 | Concrete base for solar array stand. | 1 | unit |  | 0
|  |  |  | Installation (MCB, Battery cables, Load cables, solar array cables, …) i.e. : |  |  |  | 0
|  |  | 8 | AC MCB 120 amps | 1 | pc |  | 0
|  |  | 9 | DC MCB 120 amps | 1 | pc |  | 0
|  |  | 10 | DC PV Disconnect 120 amps | 1 | pc |  | 0
|  |  | 11 | Changeover switch 160Amps | 1 | pc |  | 0
|  |  | 12 | Battery cables – 35mm² Single Core Flex, PVC, PCP Cable | 20 | meter |  | 0
|  |  | 13 | Load cables: 16 mm² Three Core Flex nGS, PVC, PCP/EPR Cable | 35 | meter |  | 0
|  |  | 14 | Alternate supply cable 16 mm² three Core RHZ1 armored Cable. | 20 | meter |  | 0
|  |  | 15 | Solar array cables: 25 mm² | 40 | meter |  | 0
|  |  | 16 | 25 mm² bare single core grounding cable | 20 | meter |  | 0
|  |  | 17 | Battery rack for deep cycle batteries | 1 | unit |  | 0
|  |  | 18 | DC Combiner Box | 1 | unit |  | 0
|  |  | 19 | Solar freezer | 0 | unit |  | 0
|  |  | 20 | Distribution box | 1 | unit |  | 0
|  |  | 21 | Air Conditioner | 1 | unit |  | 0
|  |  | 22 | Solid rod Lightning arrestor | 1 | unit |  | 0
|  |  | 23 | Full Grounding station | 1 | unit |  | 0
|  |  | 24 | Inland transportation of all equipment to site | 1 | item |  | 0
|  |  | 25 | Complete installation of all equipment | 1 | item |  | 0
|  |  | 26 | Commisioning and testing | 1 | item |  | 0 |  | 0
6 | USHONGO | COMPREHENSIVE HEALTH CENTER WAAPERA | 1 | DC to AC Inverter | 1 | unit |  | 0
|  |  | 2 | Gel deep cycle Battery | 8 | units |  | 0
|  |  | 3 | Monocrystalline 300 watts Solar Panel | 22 | units |  | 0
|  |  | 4 | 80amp MPPT Solar Charge Controller | 1 | unit |  | 0
|  |  | 5 | 90v -250v Surge protection | 1 | unit |  | 0
|  |  | 6 | Solar array stand | 1 | unit |  | 0
|  |  | 7 | Concrete base for solar array stand. | 1 | unit |  | 0
|  |  |  | Installation (MCB, Battery cables, Load cables, solar array cables, …) i.e. : |  |  |  | 0
|  |  | 8 | AC MCB 120 amps | 1 | pc |  | 0
|  |  | 9 | DC MCB 120 amps | 1 | pc |  | 0
|  |  | 10 | DC PV Disconnect 120 amps | 1 | pc |  | 0
|  |  | 11 | Changeover switch 160Amps | 1 | pc |  | 0
|  |  | 12 | Battery cables – 35mm² Single Core Flex, PVC, PCP Cable | 20 | meter |  | 0
|  |  | 13 | Load cables: 16 mm² Three Core Flex nGS, PVC, PCP/EPR Cable | 35 | meter |  | 0
|  |  | 14 | Alternate supply cable 16 mm² three Core RHZ1 armored Cable. | 20 | meter |  | 0
|  |  | 15 | Solar array cables: 25 mm² | 40 | meter |  | 0
|  |  | 16 | 25 mm² bare single core grounding cable | 20 | meter |  | 0
|  |  | 17 | Battery rack for deep cycle batteries | 1 | unit |  | 0
|  |  | 18 | DC Combiner Box | 1 | unit |  | 0
|  |  | 19 | Solar freezer | 0 | unit |  | 0
|  |  | 20 | Distribution box | 1 | unit |  | 0
|  |  | 21 | Air Conditioner | 1 | unit |  | 0
|  |  | 22 | Solid rod Lightning arrestor | 1 | unit |  | 0
|  |  | 23 | Full Grounding station | 1 | unit |  | 0
|  |  | 24 | Inland transportation of all equipment to site | 1 | item |  | 0
|  |  | 25 | Complete installation of all equipment | 1 | item |  | 0
|  |  | 26 | Commisioning and testing | 1 | item |  | 0 |  | 0
7 | MAKURDI | FEDERAL MEDICAL CENTER | 1 | DC to AC Inverter | 1 | unit |  | 0
|  |  | 2 | Gel deep cycle Battery | 8 | units |  | 0
|  |  | 3 | Monocrystalline 300 watts Solar Panel | 18 | units |  | 0
|  |  | 4 | 80amp MPPT Solar Charge Controller | 1 | unit |  | 0
|  |  | 5 | 90v -250v Surge protection | 1 | unit |  | 0
|  |  | 6 | Solar array stand | 1 | unit |  | 0
|  |  | 7 | Concrete base for solar array stand. | 1 | unit |  | 0
|  |  |  | Installation (MCB, Battery cables, Load cables, solar array cables, …) i.e. : |  |  |  | 0
|  |  | 8 | AC MCB 120 amps | 1 | pc |  | 0
|  |  | 9 | DC MCB 120 amps | 1 | pc |  | 0
|  |  | 10 | DC PV Disconnect 120 amps | 1 | pc |  | 0
|  |  | 11 | Changeover switch 160Amps | 1 | pc |  | 0
|  |  | 12 | Battery cables – 35mm² Single Core Flex, PVC, PCP Cable | 20 | meter |  | 0
|  |  | 13 | Load cables: 16 mm² Three Core Flex nGS, PVC, PCP/EPR Cable | 35 | meter |  | 0
|  |  | 14 | Alternate supply cable 16 mm² three Core RHZ1 armored Cable. | 20 | meter |  | 0
|  |  | 15 | Solar array cables: 25 mm² | 40 | meter |  | 0
|  |  | 16 | 25 mm² bare single core grounding cable | 20 | meter |  | 0
|  |  | 17 | Battery rack for deep cycle batteries | 1 | unit |  | 0
|  |  | 18 | DC Combiner Box | 1 | unit |  | 0
|  |  | 19 | Solar freezer | 0 | unit |  | 0
|  |  | 20 | Distribution box | 1 | unit |  | 0
|  |  | 21 | Air Conditioner | 1 | unit |  | 0
|  |  | 22 | Solid rod Lightning arrestor | 1 | unit |  | 0
|  |  | 23 | Full Grounding station | 1 | unit |  | 0
|  |  | 24 | Inland transportation of all equipment to site | 1 | item |  | 0
|  |  | 25 | Complete installation of all equipment | 1 | item |  | 0
|  |  | 26 | Commisioning and testing | 1 | item |  | 0
|  |  | 27 | Automatic voltage Regulator | 1 | item |  | 0 |  | 0
8 | KWANDE | GENERAL HOSPITAL ADIKPO | 1 | DC to AC Inverter | 1 | unit |  | 0
|  |  | 2 | Gel deep cycle Battery | 58 | units |  | 0
|  |  | 3 | Monocrystalline 300 watts Solar Panel | 18 | units |  | 0
|  |  | 4 | 80amp MPPT Solar Charge Controller | 1 | unit |  | 0
|  |  | 5 | 90v -250v Surge protection | 1 | unit |  | 0
|  |  | 6 | Solar array stand | 1 | unit |  | 0
|  |  | 7 | Concrete base for solar array stand. | 1 | unit |  | 0
|  |  |  | Installation (MCB, Battery cables, Load cables, solar array cables, …) i.e. : |  |  |  | 0
|  |  | 8 | AC MCB 120 amps | 1 | pc |  | 0
|  |  | 9 | DC MCB 120 amps | 1 | pc |  | 0
|  |  | 10 | DC PV Disconnect 120 amps | 1 | pc |  | 0
|  |  | 11 | Changeover switch 160Amps | 1 | pc |  | 0
|  |  | 12 | Battery cables – 35mm² Single Core Flex, PVC, PCP Cable | 20 | meter |  | 0
|  |  | 13 | Load cables: 16 mm² Three Core Flex nGS, PVC, PCP/EPR Cable | 35 | meter |  | 0
|  |  | 14 | Alternate supply cable 16 mm² three Core RHZ1 armored Cable. | 20 | meter |  | 0
|  |  | 15 | Solar array cables: 25 mm² | 40 | meter |  | 0
|  |  | 16 | 25 mm² bare single core grounding cable | 20 | meter |  | 0
|  |  | 17 | Battery rack for deep cycle batteries | 1 | unit |  | 0
|  |  | 18 | DC Combiner Box | 1 | unit |  | 0
|  |  | 19 | Solar freezer | 0 | unit |  | 0
|  |  | 20 | Distribution box | 1 | unit |  | 0
|  |  | 21 | Air Conditioner | 1 | unit |  | 0
|  |  | 22 | Solid rod Lightning arrestor | 1 | unit |  | 0
|  |  | 23 | Full Grounding station | 1 | unit |  | 0
|  |  | 24 | Inland transportation of all equipment to site | 1 | item |  | 0
|  |  | 25 | Complete installation of all equipment | 1 | item |  | 0
|  |  | 26 | Commisioning and testing | 1 | item |  | 0 |  | 0
9 | KATSINA-ALA | GENERAL HOSPITAL KATSINA-ALA | 1 | DC to AC Inverter | 1 | unit |  | 0
|  |  | 2 | Gel deep cycle Battery | 8 | units |  | 0
|  |  | 3 | Monocrystalline 300 watts Solar Panel | 26 | units |  | 0
|  |  | 4 | 80amp MPPT Solar Charge Controller | 1 | unit |  | 0
|  |  | 5 | 90v -250v Surge protection | 1 | unit |  | 0
|  |  | 6 | Solar array stand | 1 | unit |  | 0
|  |  | 7 | Concrete base for solar array stand. | 1 | unit |  | 0
|  |  |  | Installation (MCB, Battery cables, Load cables, solar array cables, …) i.e. : |  |  |  | 0
|  |  | 8 | AC MCB 120 amps | 1 | pc |  | 0
|  |  | 9 | DC MCB 120 amps | 1 | pc |  | 0
|  |  | 10 | DC PV Disconnect 120 amps | 1 | pc |  | 0
|  |  | 11 | Changeover switch 160Amps | 1 | pc |  | 0
|  |  | 12 | Battery cables – 35mm² Single Core Flex, PVC, PCP Cable | 20 | meter |  | 0
|  |  | 13 | Load cables: 16 mm² Three Core Flex nGS, PVC, PCP/EPR Cable | 35 | meter |  | 0
|  |  | 14 | Alternate supply cable 16 mm² three Core RHZ1 armored Cable. | 20 | meter |  | 0
|  |  | 15 | Solar array cables: 25 mm² | 40 | meter |  | 0
|  |  | 16 | 25 mm² bare single core grounding cable | 20 | meter |  | 0
|  |  | 17 | Battery rack for deep cycle batteries | 1 | unit |  | 0
|  |  | 18 | DC Combiner Box | 1 | unit |  | 0
|  |  | 19 | Solar freezer | 0 | unit |  | 0
|  |  | 20 | Distribution box | 1 | unit |  | 0
|  |  | 21 | Air Conditioner | 1 | unit |  | 0
|  |  | 22 | Solid rod Lightning arrestor | 1 | unit |  | 0
|  |  | 23 | Full Grounding station | 1 | unit |  | 0
|  |  | 24 | Inland transportation of all equipment to site | 1 | item |  | 0
|  |  | 25 | Complete installation of all equipment | 1 | item |  | 0
|  |  | 26 | Commisioning and testing | 1 | item |  | 0 |  | 0
10 | USHONGO | GENERAL HOSPITAL LESSEL | 1 | DC to AC Inverter | 0 | unit |  | 0
|  |  | 2 | Gel deep cycle Battery | 8 | units |  | 0
|  |  | 3 | Monocrystalline 300 watts Solar Panel | 25 | units |  | 0
|  |  | 4 | 80amp MPPT Solar Charge Controller | 1 | unit |  | 0
|  |  | 5 | 90v -250v Surge protection | 1 | unit |  | 0
|  |  | 6 | Solar array stand | 1 | unit |  | 0
|  |  | 7 | Concrete base for solar array stand. | 1 | unit |  | 0
|  |  |  | Installation (MCB, Battery cables, Load cables, solar array cables, …) i.e. : |  |  |  | 0
|  |  | 8 | AC MCB 120 amps | 1 | pc |  | 0
|  |  | 9 | DC MCB 120 amps | 1 | pc |  | 0
|  |  | 10 | DC PV Disconnect 120 amps | 1 | pc |  | 0
|  |  | 11 | Changeover switch 160Amps | 1 | pc |  | 0
|  |  | 12 | Battery cables – 35mm² Single Core Flex, PVC, PCP Cable | 20 | meter |  | 0
|  |  | 13 | Load cables: 16 mm² Three Core Flex nGS, PVC, PCP/EPR Cable | 35 | meter |  | 0
|  |  | 14 | Alternate supply cable 16 mm² three Core RHZ1 armored Cable. | 20 | meter |  | 0
|  |  | 15 | Solar array cables: 25 mm² | 40 | meter |  | 0
|  |  | 16 | 25 mm² bare single core grounding cable | 20 | meter |  | 0
|  |  | 17 | Battery rack for deep cycle batteries | 1 | unit |  | 0
|  |  | 18 | DC Combiner Box | 1 | unit |  | 0
|  |  | 19 | Solar freezer | 0 | unit |  | 0
|  |  | 20 | Distribution box | 1 | unit |  | 0
|  |  | 21 | Air Conditioner | 1 | unit |  | 0
|  |  | 22 | Solid rod Lightning arrestor | 1 | unit |  | 0
|  |  | 23 | Full Grounding station | 1 | unit |  | 0
|  |  | 24 | Inland transportation of all equipment to site | 1 | item |  | 0
|  |  | 25 | Complete installation of all equipment | 1 | item |  | 0
|  |  | 26 | Commisioning and testing | 1 | item |  | 0 |  | 0
11 | GWER WEST | GENERAL HOSPITAL NAKA | 1 | DC to AC Inverter | 1 | unit |  | 0
|  |  | 2 | Gel deep cycle Battery | 8 | units |  | 0
|  |  | 3 | Monocrystalline 300 watts Solar Panel | 22 | units |  | 0
|  |  | 4 | 80amp MPPT Solar Charge Controller | 1 | unit |  | 0
|  |  | 5 | 90v -250v Surge protection | 1 | unit |  | 0
|  |  | 6 | Solar array stand | 1 | unit |  | 0
|  |  | 7 | Concrete base for solar array stand. | 1 | unit |  | 0
|  |  |  | Installation (MCB, Battery cables, Load cables, solar array cables, …) i.e. : |  |  |  | 0
|  |  | 8 | AC MCB 120 amps | 1 | pc |  | 0
|  |  | 9 | DC MCB 120 amps | 1 | pc |  | 0
|  |  | 10 | DC PV Disconnect 120 amps | 1 | pc |  | 0
|  |  | 11 | Changeover switch 160Amps | 1 | pc |  | 0
|  |  | 12 | Battery cables – 35mm² Single Core Flex, PVC, PCP Cable | 20 | meter |  | 0
|  |  | 13 | Load cables: 16 mm² Three Core Flex nGS, PVC, PCP/EPR Cable | 35 | meter |  | 0
|  |  | 14 | Alternate supply cable 16 mm² three Core RHZ1 armored Cable. | 20 | meter |  | 0
|  |  | 15 | Solar array cables: 25 mm² | 40 | meter |  | 0
|  |  | 16 | 25 mm² bare single core grounding cable | 20 | meter |  | 0
|  |  | 17 | Battery rack for deep cycle batteries | 1 | unit |  | 0
|  |  | 18 | DC Combiner Box | 1 | unit |  | 0
|  |  | 19 | Solar freezer | 0 | unit |  | 0
|  |  | 20 | Distribution box | 1 | unit |  | 0
|  |  | 21 | Air Conditioner | 1 | unit |  | 0
|  |  | 22 | Solid rod Lightning arrestor | 1 | unit |  | 0
|  |  | 23 | Full Grounding station | 1 | unit |  | 0
|  |  | 24 | Inland transportation of all equipment to site | 1 | item |  | 0
|  |  | 25 | Complete installation of all equipment | 1 | item |  | 0
|  |  | 26 | Commisioning and testing | 1 | item |  | 0 |  | 0
12 | OKPOGA | GENERAL HOSPITAL OKPOGA | 1 | DC to AC Inverter | 1 | unit |  | 0
|  |  | 2 | Gel deep cycle Battery | 8 | units |  | 0
|  |  | 3 | Monocrystalline 300 watts Solar Panel | 18 | units |  | 0
|  |  | 4 | 80amp MPPT Solar Charge Controller | 1 | unit |  | 0
|  |  | 5 | 90v -250v Surge protection | 1 | unit |  | 0
|  |  | 6 | Solar array stand | 1 | unit |  | 0
|  |  | 7 | Concrete base for solar array stand. | 1 | unit |  | 0
|  |  |  | Installation (MCB, Battery cables, Load cables, solar array cables, …) i.e. : |  |  |  | 0
|  |  | 8 | AC MCB 120 amps | 1 | pc |  | 0
|  |  | 9 | DC MCB 120 amps | 1 | pc |  | 0
|  |  | 10 | DC PV Disconnect 120 amps | 1 | pc |  | 0
|  |  | 11 | Changeover switch 160Amps | 1 | pc |  | 0
|  |  | 12 | Battery cables – 35mm² Single Core Flex, PVC, PCP Cable | 20 | meter |  | 0
|  |  | 13 | Load cables: 16 mm² Three Core Flex nGS, PVC, PCP/EPR Cable | 35 | meter |  | 0
|  |  | 14 | Alternate supply cable 16 mm² three Core RHZ1 armored Cable. | 20 | meter |  | 0
|  |  | 15 | Solar array cables: 25 mm² | 40 | meter |  | 0
|  |  | 16 | 25 mm² bare single core grounding cable | 20 | meter |  | 0
|  |  | 17 | Battery rack for deep cycle batteries | 1 | unit |  | 0
|  |  | 18 | DC Combiner Box | 1 | unit |  | 0
|  |  | 19 | Solar freezer | 0 | unit |  | 0
|  |  | 20 | Distribution box | 1 | unit |  | 0
|  |  | 21 | Air Conditioner | 1 | unit |  | 0
|  |  | 22 | Solid rod Lightning arrestor | 1 | unit |  | 0
|  |  | 23 | Full Grounding station | 1 | unit |  | 0
|  |  | 24 | Inland transportation of all equipment to site | 1 | item |  | 0
|  |  | 25 | Complete installation of all equipment | 1 | item |  | 0
|  |  | 26 | Commisioning and testing | 1 | item |  | 0 |  | 0
13 | OTUKPO | GENERAL HOSPITAL OTUKPO | 1 | DC to AC Inverter | 1 | unit |  | 0
|  |  | 2 | Gel deep cycle Battery | 8 | units |  | 0
|  |  | 3 | Monocrystalline 300 watts Solar Panel | 22 | units |  | 0
|  |  | 4 | 80amp MPPT Solar Charge Controller | 1 | unit |  | 0
|  |  | 5 | 90v -250v Surge protection | 1 | unit |  | 0
|  |  | 6 | Solar array stand | 1 | unit |  | 0
|  |  | 7 | Concrete base for solar array stand. | 1 | unit |  | 0
|  |  |  | Installation (MCB, Battery cables, Load cables, solar array cables, …) i.e. : |  |  |  | 0
|  |  | 8 | AC MCB 120 amps | 1 | pc |  | 0
|  |  | 9 | DC MCB 120 amps | 1 | pc |  | 0
|  |  | 10 | DC PV Disconnect 120 amps | 1 | pc |  | 0
|  |  | 11 | Changeover switch 160Amps | 1 | pc |  | 0
|  |  | 12 | Battery cables – 35mm² Single Core Flex, PVC, PCP Cable | 20 | meter |  | 0
|  |  | 13 | Load cables: 16 mm² Three Core Flex nGS, PVC, PCP/EPR Cable | 35 | meter |  | 0
|  |  | 14 | Alternate supply cable 16 mm² three Core RHZ1 armored Cable. | 20 | meter |  | 0
|  |  | 15 | Solar array cables: 25 mm² | 40 | meter |  | 0
|  |  | 16 | 25 mm² bare single core grounding cable | 20 | meter |  | 0
|  |  | 17 | Battery rack for deep cycle batteries | 1 | unit |  | 0
|  |  | 18 | DC Combiner Box | 1 | unit |  | 0
|  |  | 19 | Solar freezer | 0 | unit |  | 0
|  |  | 20 | Distribution box | 1 | unit |  | 0
|  |  | 21 | Air Conditioner | 1 | unit |  | 0
|  |  | 22 | Solid rod Lightning arrestor | 1 | unit |  | 0
|  |  | 23 | Full Grounding station | 1 | unit |  | 0
|  |  | 24 | Inland transportation of all equipment to site | 1 | item |  | 0
|  |  | 25 | Complete installation of all equipment | 1 | item |  | 0
|  |  | 26 | Commisioning and testing | 1 | item |  | 0 |  | 0
14 | UKUM | GENERAL HOSPITAL SANKERA | 1 | DC to AC Inverter | 1 | unit |  | 0
|  |  | 2 | Gel deep cycle Battery | 8 | units |  | 0
|  |  | 3 | Monocrystalline 300 watts Solar Panel | 22 | units |  | 0
|  |  | 4 | 80amp MPPT Solar Charge Controller | 1 | unit |  | 0
|  |  | 5 | 90v -250v Surge protection | 1 | unit |  | 0
|  |  | 6 | Solar array stand | 1 | unit |  | 0
|  |  | 7 | Concrete base for solar array stand. | 1 | unit |  | 0
|  |  |  | Installation (MCB, Battery cables, Load cables, solar array cables, …) i.e. : |  |  |  | 0
|  |  | 8 | AC MCB 120 amps | 1 | pc |  | 0
|  |  | 9 | DC MCB 120 amps | 1 | pc |  | 0
|  |  | 10 | DC PV Disconnect 120 amps | 1 | pc |  | 0
|  |  | 11 | Changeover switch 160Amps | 1 | pc |  | 0
|  |  | 12 | Battery cables – 35mm² Single Core Flex, PVC, PCP Cable | 20 | meter |  | 0
|  |  | 13 | Load cables: 16 mm² Three Core Flex nGS, PVC, PCP/EPR Cable | 35 | meter |  | 0
|  |  | 14 | Alternate supply cable 16 mm² three Core RHZ1 armored Cable. | 20 | meter |  | 0
|  |  | 15 | Solar array cables: 25 mm² | 40 | meter |  | 0
|  |  | 16 | 25 mm² bare single core grounding cable | 20 | meter |  | 0
|  |  | 17 | Battery rack for deep cycle batteries | 1 | unit |  | 0
|  |  | 18 | DC Combiner Box | 1 | unit |  | 0
|  |  | 19 | Solar freezer | 0 | unit |  | 0
|  |  | 20 | Distribution box | 1 | unit |  | 0
|  |  | 21 | Air Conditioner | 1 | unit |  | 0
|  |  | 22 | Solid rod Lightning arrestor | 1 | unit |  | 0
|  |  | 23 | Full Grounding station | 1 | unit |  | 0
|  |  | 24 | Inland transportation of all equipment to site | 1 | item |  | 0
|  |  | 25 | Complete installation of all equipment | 1 | item |  | 0
|  |  | 26 | Commisioning and testing | 1 | item |  | 0 |  | 0
15 | KONSHISHA | GENERAL HOSPITAL TSE-AGBERAGBA | 1 | DC to AC Inverter | 0 | unit |  | 0
|  |  | 2 | Gel deep cycle Battery | 8 | units |  | 0
|  |  | 3 | Monocrystalline 300 watts Solar Panel | 22 | units |  | 0
|  |  | 4 | 80amp MPPT Solar Charge Controller | 1 | unit |  | 0
|  |  | 5 | 90v -250v Surge protection | 1 | unit |  | 0
|  |  | 6 | Solar array stand | 1 | unit |  | 0
|  |  | 7 | Concrete base for solar array stand. | 1 | unit |  | 0
|  |  |  | Installation (MCB, Battery cables, Load cables, solar array cables, …) i.e. : |  |  |  | 0
|  |  | 8 | AC MCB 120 amps | 1 | pc |  | 0
|  |  | 9 | DC MCB 120 amps | 1 | pc |  | 0
|  |  | 10 | DC PV Disconnect 120 amps | 1 | pc |  | 0
|  |  | 11 | Changeover switch 160Amps | 1 | pc |  | 0
|  |  | 12 | Battery cables – 35mm² Single Core Flex, PVC, PCP Cable | 20 | meter |  | 0
|  |  | 13 | Load cables: 16 mm² Three Core Flex nGS, PVC, PCP/EPR Cable | 35 | meter |  | 0
|  |  | 14 | Alternate supply cable 16 mm² three Core RHZ1 armored Cable. | 20 | meter |  | 0
|  |  | 15 | Solar array cables: 25 mm² | 40 | meter |  | 0
|  |  | 16 | 25 mm² bare single core grounding cable | 20 | meter |  | 0
|  |  | 17 | Battery rack for deep cycle batteries | 1 | unit |  | 0
|  |  | 18 | DC Combiner Box | 1 | unit |  | 0
|  |  | 19 | Solar freezer | 0 | unit |  | 0
|  |  | 20 | Distribution box | 1 | unit |  | 0
|  |  | 21 | Air Conditioner | 1 | unit |  | 0
|  |  | 22 | Solid rod Lightning arrestor | 1 | unit |  | 0
|  |  | 23 | Full Grounding station | 1 | unit |  | 0
|  |  | 24 | Inland transportation of all equipment to site | 1 | item |  | 0
|  |  | 25 | Complete installation of all equipment | 1 | item |  | 0
|  |  | 26 | Commisioning and testing | 1 | item |  | 0 |  | 0
16 | LOGO | GENERAL HOSPITAL UGBA | 1 | DC to AC Inverter | 1 | unit |  | 0
|  |  | 2 | Gel deep cycle Battery | 8 | units |  | 0
|  |  | 3 | Monocrystalline 300 watts Solar Panel | 22 | units |  | 0
|  |  | 4 | 80amp MPPT Solar Charge Controller | 1 | unit |  | 0
|  |  | 5 | 90v -250v Surge protection | 1 | unit |  | 0
|  |  | 6 | Solar array stand | 1 | unit |  | 0
|  |  | 7 | Concrete base for solar array stand. | 1 | unit |  | 0
|  |  |  | Installation (MCB, Battery cables, Load cables, solar array cables, …) i.e. : |  |  |  | 0
|  |  | 8 | AC MCB 120 amps | 1 | pc |  | 0
|  |  | 9 | DC MCB 120 amps | 1 | pc |  | 0
|  |  | 10 | DC PV Disconnect 120 amps | 1 | pc |  | 0
|  |  | 11 | Changeover switch 160Amps | 1 | pc |  | 0
|  |  | 12 | Battery cables – 35mm² Single Core Flex, PVC, PCP Cable | 20 | meter |  | 0
|  |  | 13 | Load cables: 16 mm² Three Core Flex nGS, PVC, PCP/EPR Cable | 35 | meter |  | 0
|  |  | 14 | Alternate supply cable 16 mm² three Core RHZ1 armored Cable. | 20 | meter |  | 0
|  |  | 15 | Solar array cables: 25 mm² | 40 | meter |  | 0
|  |  | 16 | 25 mm² bare single core grounding cable | 20 | meter |  | 0
|  |  | 17 | Battery rack for deep cycle batteries | 1 | unit |  | 0
|  |  | 18 | DC Combiner Box | 1 | unit |  | 0
|  |  | 19 | Solar freezer | 0 | unit |  | 0
|  |  | 20 | Distribution box | 1 | unit |  | 0
|  |  | 21 | Air Conditioner | 1 | unit |  | 0
|  |  | 22 | Solid rod Lightning arrestor | 1 | unit |  | 0
|  |  | 23 | Full Grounding station | 1 | unit |  | 0
|  |  | 24 | Inland transportation of all equipment to site | 1 | item |  | 0
|  |  | 25 | Complete installation of all equipment | 1 | item |  | 0
|  |  | 26 | Commisioning and testing | 1 | item |  | 0 |  | 0
17 | VANDEIKYA | GENERAL HOSPITAL VANDEIKYA | 1 | DC to AC Inverter | 1 | unit |  | 0
|  |  | 2 | Gel deep cycle Battery | 8 | units |  | 0
|  |  | 3 | Monocrystalline 300 watts Solar Panel | 22 | units |  | 0
|  |  | 4 | 80amp MPPT Solar Charge Controller | 1 | unit |  | 0
|  |  | 5 | 90v -250v Surge protection | 1 | unit |  | 0
|  |  | 6 | Solar array stand | 1 | unit |  | 0
|  |  | 7 | Concrete base for solar array stand. | 1 | unit |  | 0
|  |  |  | Installation (MCB, Battery cables, Load cables, solar array cables, …) i.e. : |  |  |  | 0
|  |  | 8 | AC MCB 120 amps | 1 | pc |  | 0
|  |  | 9 | DC MCB 120 amps | 1 | pc |  | 0
|  |  | 10 | DC PV Disconnect 120 amps | 1 | pc |  | 0
|  |  | 11 | Changeover switch 160Amps | 1 | pc |  | 0
|  |  | 12 | Battery cables – 35mm² Single Core Flex, PVC, PCP Cable | 20 | meter |  | 0
|  |  | 13 | Load cables: 16 mm² Three Core Flex nGS, PVC, PCP/EPR Cable | 35 | meter |  | 0
|  |  | 14 | Alternate supply cable 16 mm² three Core RHZ1 armored Cable. | 20 | meter |  | 0
|  |  | 15 | Solar array cables: 25 mm² | 40 | meter |  | 0
|  |  | 16 | 25 mm² bare single core grounding cable | 20 | meter |  | 0
|  |  | 17 | Battery rack for deep cycle batteries | 1 | unit |  | 0
|  |  | 18 | DC Combiner Box | 1 | unit |  | 0
|  |  | 19 | Solar freezer | 0 | unit |  | 0
|  |  | 20 | Distribution box | 1 | unit |  | 0
|  |  | 21 | Air Conditioner | 1 | unit |  | 0
|  |  | 22 | Solid rod Lightning arrestor | 1 | unit |  | 0
|  |  | 23 | Full Grounding station | 1 | unit |  | 0
|  |  | 24 | Inland transportation of all equipment to site | 1 | item |  | 0
|  |  | 25 | Complete installation of all equipment | 1 | item |  | 0
|  |  | 26 | Commisioning and testing | 1 | item |  | 0 |  | 0
18 | TARKA | GENERAL HOSPITAL WANNUNE | 1 | DC to AC Inverter | 1 | unit |  | 0
|  |  | 2 | Gel deep cycle Battery | 8 | units |  | 0
|  |  | 3 | Monocrystalline 300 watts Solar Panel | 22 | units |  | 0
|  |  | 4 | 80amp MPPT Solar Charge Controller | 1 | unit |  | 0
|  |  | 5 | 90v -250v Surge protection | 1 | unit |  | 0
|  |  | 6 | Solar array stand | 1 | unit |  | 0
|  |  | 7 | Concrete base for solar array stand. | 1 | unit |  | 0
|  |  |  | Installation (MCB, Battery cables, Load cables, solar array cables, …) i.e. : |  |  |  | 0
|  |  | 8 | AC MCB 120 amps | 1 | pc |  | 0
|  |  | 9 | DC MCB 120 amps | 1 | pc |  | 0
|  |  | 10 | DC PV Disconnect 120 amps | 1 | pc |  | 0
|  |  | 11 | Changeover switch 160Amps | 1 | pc |  | 0
|  |  | 12 | Battery cables – 35mm² Single Core Flex, PVC, PCP Cable | 20 | meter |  | 0
|  |  | 13 | Load cables: 16 mm² Three Core Flex nGS, PVC, PCP/EPR Cable | 35 | meter |  | 0
|  |  | 14 | Alternate supply cable 16 mm² three Core RHZ1 armored Cable. | 20 | meter |  | 0
|  |  | 15 | Solar array cables: 25 mm² | 40 | meter |  | 0
|  |  | 16 | 25 mm² bare single core grounding cable | 20 | meter |  | 0
|  |  | 17 | Battery rack for deep cycle batteries | 1 | unit |  | 0
|  |  | 18 | DC Combiner Box | 1 | unit |  | 0
|  |  | 19 | Solar freezer | 0 | unit |  | 0
|  |  | 20 | Distribution box | 1 | unit |  | 0
|  |  | 21 | Air Conditioner | 1 | unit |  | 0
|  |  | 22 | Solid rod Lightning arrestor | 1 | unit |  | 0
|  |  | 23 | Full Grounding station | 1 | unit |  | 0
|  |  | 24 | Inland transportation of all equipment to site | 1 | item |  | 0
|  |  | 25 | Complete installation of all equipment | 1 | item |  | 0
|  |  | 26 | Commisioning and testing | 1 | item |  | 0 |  | 0
19 | BURUKU | MBAGEN COMMUNITY HOSPITAL | 1 | DC to AC Inverter | 1 | unit |  | 0
|  |  | 2 | Gel deep cycle Battery | 8 | units |  | 0
|  |  | 3 | Monocrystalline 300 watts Solar Panel | 18 | units |  | 0
|  |  | 4 | 80amp MPPT Solar Charge Controller | 1 | unit |  | 0
|  |  | 5 | 90v -250v Surge protection | 1 | unit |  | 0
|  |  | 6 | Solar array stand | 1 | unit |  | 0
|  |  | 7 | Concrete base for solar array stand. | 1 | unit |  | 0
|  |  |  | Installation (MCB, Battery cables, Load cables, solar array cables, …) i.e. : |  |  |  | 0
|  |  | 8 | AC MCB 120 amps | 1 | pc |  | 0
|  |  | 9 | DC MCB 120 amps | 1 | pc |  | 0
|  |  | 10 | DC PV Disconnect 120 amps | 1 | pc |  | 0
|  |  | 11 | Changeover switch 160Amps | 1 | pc |  | 0
|  |  | 12 | Battery cables – 35mm² Single Core Flex, PVC, PCP Cable | 20 | meter |  | 0
|  |  | 13 | Load cables: 16 mm² Three Core Flex nGS, PVC, PCP/EPR Cable | 35 | meter |  | 0
|  |  | 14 | Alternate supply cable 16 mm² three Core RHZ1 armored Cable. | 20 | meter |  | 0
|  |  | 15 | Solar array cables: 25 mm² | 40 | meter |  | 0
|  |  | 16 | 25 mm² bare single core grounding cable | 20 | meter |  | 0
|  |  | 17 | Battery rack for deep cycle batteries | 1 | unit |  | 0
|  |  | 18 | DC Combiner Box | 1 | unit |  | 0
|  |  | 19 | Solar freezer | 0 | unit |  | 0
|  |  | 20 | Distribution box | 1 | unit |  | 0
|  |  | 21 | Air Conditioner | 1 | unit |  | 0
|  |  | 22 | Solid rod Lightning arrestor | 1 | unit |  | 0
|  |  | 23 | Full Grounding station | 1 | unit |  | 0
|  |  | 24 | Inland transportation of all equipment to site | 1 | item |  | 0
|  |  | 25 | Complete installation of all equipment | 1 | item |  | 0
|  |  | 26 | Commisioning and testing | 1 | item |  | 0 |  | 0
20 | LOGO | NKST HOSPITAL ANYIIN | 1 | DC to AC Inverter | 1 | unit |  | 0
|  |  | 2 | Gel deep cycle Battery | 8 | units |  | 0
|  |  | 3 | Monocrystalline 300 watts Solar Panel | 22 | units |  | 0
|  |  | 4 | 80amp MPPT Solar Charge Controller | 1 | unit |  | 0
|  |  | 5 | 90v -250v Surge protection | 1 | unit |  | 0
|  |  | 6 | Solar array stand | 1 | unit |  | 0
|  |  | 7 | Concrete base for solar array stand. | 1 | unit |  | 0
|  |  |  | Installation (MCB, Battery cables, Load cables, solar array cables, …) i.e. : |  |  |  | 0
|  |  | 8 | AC MCB 120 amps | 1 | pc |  | 0
|  |  | 9 | DC MCB 120 amps | 1 | pc |  | 0
|  |  | 10 | DC PV Disconnect 120 amps | 1 | pc |  | 0
|  |  | 11 | Changeover switch 160Amps | 1 | pc |  | 0
|  |  | 12 | Battery cables – 35mm² Single Core Flex, PVC, PCP Cable | 20 | meter |  | 0
|  |  | 13 | Load cables: 16 mm² Three Core Flex nGS, PVC, PCP/EPR Cable | 35 | meter |  | 0
|  |  | 14 | Alternate supply cable 16 mm² three Core RHZ1 armored Cable. | 20 | meter |  | 0
|  |  | 15 | Solar array cables: 25 mm² | 40 | meter |  | 0
|  |  | 16 | 25 mm² bare single core grounding cable | 20 | meter |  | 0
|  |  | 17 | Battery rack for deep cycle batteries | 1 | unit |  | 0
|  |  | 18 | DC Combiner Box | 1 | unit |  | 0
|  |  | 19 | Solar freezer | 0 | unit |  | 0
|  |  | 20 | Distribution box | 1 | unit |  | 0
|  |  | 21 | Air Conditioner | 1 | unit |  | 0
|  |  | 22 | Solid rod Lightning arrestor | 1 | unit |  | 0
|  |  | 23 | Full Grounding station | 1 | unit |  | 0
|  |  | 24 | Inland transportation of all equipment to site | 1 | item |  | 0
|  |  | 25 | Complete installation of all equipment | 1 | item |  | 0
|  |  | 26 | Commisioning and testing | 1 | item |  | 0 |  | 0
21 | KONSHISHA | PRIMARY HEALTH CENTER KORINYA | 1 | DC to AC Inverter | 1 | unit |  | 0
|  |  | 2 | Gel deep cycle Battery | 8 | units |  | 0
|  |  | 3 | Monocrystalline 300 watts Solar Panel | 22 | units |  | 0
|  |  | 4 | 80amp MPPT Solar Charge Controller | 1 | unit |  | 0
|  |  | 5 | 90v -250v Surge protection | 1 | unit |  | 0
|  |  | 6 | Solar array stand | 1 | unit |  | 0
|  |  | 7 | Concrete base for solar array stand. | 1 | unit |  | 0
|  |  |  | Installation (MCB, Battery cables, Load cables, solar array cables, …) i.e. : |  |  |  | 0
|  |  | 8 | AC MCB 120 amps | 1 | pc |  | 0
|  |  | 9 | DC MCB 120 amps | 1 | pc |  | 0
|  |  | 10 | DC PV Disconnect 120 amps | 1 | pc |  | 0
|  |  | 11 | Changeover switch 160Amps | 1 | pc |  | 0
|  |  | 12 | Battery cables – 35mm² Single Core Flex, PVC, PCP Cable | 20 | meter |  | 0
|  |  | 13 | Load cables: 16 mm² Three Core Flex nGS, PVC, PCP/EPR Cable | 35 | meter |  | 0
|  |  | 14 | Alternate supply cable 16 mm² three Core RHZ1 armored Cable. | 20 | meter |  | 0
|  |  | 15 | Solar array cables: 25 mm² | 40 | meter |  | 0
|  |  | 16 | 25 mm² bare single core grounding cable | 20 | meter |  | 0
|  |  | 17 | Battery rack for deep cycle batteries | 1 | unit |  | 0
|  |  | 18 | DC Combiner Box | 1 | unit |  | 0
|  |  | 19 | Solar freezer | 0 | unit |  | 0
|  |  | 20 | Distribution box | 1 | unit |  | 0
|  |  | 21 | Air Conditioner | 1 | unit |  | 0
|  |  | 22 | Solid rod Lightning arrestor | 1 | unit |  | 0
|  |  | 23 | Full Grounding station | 1 | unit |  | 0
|  |  | 24 | Inland transportation of all equipment to site | 1 | item |  | 0
|  |  | 25 | Complete installation of all equipment | 1 | item |  | 0
|  |  | 26 | Commisioning and testing | 1 | item |  | 0 |  | 0
22 | UKUM | ST ANTHONY HOSPITAL ZAKIBIAM | 1 | DC to AC Inverter | 1 | unit |  | 0
|  |  | 2 | Gel deep cycle Battery | 12 | units |  | 0
|  |  | 3 | Monocrystalline 300 watts Solar Panel | 18 | units |  | 0
|  |  | 4 | 80amp MPPT Solar Charge Controller | 1 | unit |  | 0
|  |  | 5 | 90v -250v Surge protection | 1 | unit |  | 0
|  |  | 6 | Solar array stand | 1 | unit |  | 0
|  |  | 7 | Concrete base for solar array stand. | 1 | unit |  | 0
|  |  |  | Installation (MCB, Battery cables, Load cables, solar array cables, …) i.e. : |  |  |  | 0
|  |  | 8 | AC MCB 120 amps | 1 | pc |  | 0
|  |  | 9 | DC MCB 120 amps | 1 | pc |  | 0
|  |  | 10 | DC PV Disconnect 120 amps | 1 | pc |  | 0
|  |  | 11 | Changeover switch 160Amps | 1 | pc |  | 0
|  |  | 12 | Battery cables – 35mm² Single Core Flex, PVC, PCP Cable | 20 | meter |  | 0
|  |  | 13 | Load cables: 16 mm² Three Core Flex nGS, PVC, PCP/EPR Cable | 35 | meter |  | 0
|  |  | 14 | Alternate supply cable 16 mm² three Core RHZ1 armored Cable. | 20 | meter |  | 0
|  |  | 15 | Solar array cables: 25 mm² | 40 | meter |  | 0
|  |  | 16 | 25 mm² bare single core grounding cable | 20 | meter |  | 0
|  |  | 17 | Battery rack for deep cycle batteries | 1 | unit |  | 0
|  |  | 18 | DC Combiner Box | 1 | unit |  | 0
|  |  | 19 | Solar freezer | 0 | unit |  | 0
|  |  | 20 | Distribution box | 1 | unit |  | 0
|  |  | 21 | Air Conditioner | 1 | unit |  | 0
|  |  | 22 | Solid rod Lightning arrestor | 1 | unit |  | 0
|  |  | 23 | Full Grounding station | 1 | unit |  | 0
|  |  | 24 | Inland transportation of all equipment to site | 1 | item |  | 0
|  |  | 25 | Complete installation of all equipment | 1 | item |  | 0
|  |  | 26 | Commisioning and testing | 1 | item |  | 0 |  | 0
23 | OTUKPO | ST CHARLES HOSPITAL ADOKA | 1 | DC to AC Inverter | 1 | unit |  | 0
|  |  | 2 | Gel deep cycle Battery | 8 | units |  | 0
|  |  | 3 | Monocrystalline 300 watts Solar Panel | 18 | units |  | 0
|  |  | 4 | 80amp MPPT Solar Charge Controller | 1 | unit |  | 0
|  |  | 5 | 90v -250v Surge protection | 1 | unit |  | 0
|  |  | 6 | Solar array stand | 1 | unit |  | 0
|  |  | 7 | Concrete base for solar array stand. | 1 | unit |  | 0
|  |  |  | Installation (MCB, Battery cables, Load cables, solar array cables, …) i.e. : |  |  |  | 0
|  |  | 8 | AC MCB 120 amps | 1 | pc |  | 0
|  |  | 9 | DC MCB 120 amps | 1 | pc |  | 0
|  |  | 10 | DC PV Disconnect 120 amps | 1 | pc |  | 0
|  |  | 11 | Changeover switch 160Amps | 1 | pc |  | 0
|  |  | 12 | Battery cables – 35mm² Single Core Flex, PVC, PCP Cable | 20 | meter |  | 0
|  |  | 13 | Load cables: 16 mm² Three Core Flex nGS, PVC, PCP/EPR Cable | 35 | meter |  | 0
|  |  | 14 | Alternate supply cable 16 mm² three Core RHZ1 armored Cable. | 20 | meter |  | 0
|  |  | 15 | Solar array cables: 25 mm² | 40 | meter |  | 0
|  |  | 16 | 25 mm² bare single core grounding cable | 20 | meter |  | 0
|  |  | 17 | Battery rack for deep cycle batteries | 1 | unit |  | 0
|  |  | 18 | DC Combiner Box | 1 | unit |  | 0
|  |  | 19 | Solar freezer | 0 | unit |  | 0
|  |  | 20 | Distribution box | 1 | unit |  | 0
|  |  | 21 | Air Conditioner | 1 | unit |  | 0
|  |  | 22 | Solid rod Lightning arrestor | 1 | unit |  | 0
|  |  | 23 | Full Grounding station | 1 | unit |  | 0
|  |  | 24 | Inland transportation of all equipment to site | 1 | item |  | 0
|  |  | 25 | Complete installation of all equipment | 1 | item |  | 0
|  |  | 26 | Commisioning and testing | 1 | item |  | 0 |  | 0
24 | OKPOGA | ST MARY'S HOSPITAL OKPOGA | 1 | DC to AC Inverter | 1 | unit |  | 0
|  |  | 2 | Gel deep cycle Battery | 8 | units |  | 0
|  |  | 3 | Monocrystalline 300 watts Solar Panel | 22 | units |  | 0
|  |  | 4 | 80amp MPPT Solar Charge Controller | 1 | unit |  | 0
|  |  | 5 | 90v -250v Surge protection | 1 | unit |  | 0
|  |  | 6 | Solar array stand | 1 | unit |  | 0
|  |  | 7 | Concrete base for solar array stand. | 1 | unit |  | 0
|  |  |  | Installation (MCB, Battery cables, Load cables, solar array cables, …) i.e. : |  |  |  | 0
|  |  | 8 | AC MCB 120 amps | 1 | pc |  | 0
|  |  | 9 | DC MCB 120 amps | 1 | pc |  | 0
|  |  | 10 | DC PV Disconnect 120 amps | 1 | pc |  | 0
|  |  | 11 | Changeover switch 160Amps | 1 | pc |  | 0
|  |  | 12 | Battery cables – 35mm² Single Core Flex, PVC, PCP Cable | 20 | meter |  | 0
|  |  | 13 | Load cables: 16 mm² Three Core Flex nGS, PVC, PCP/EPR Cable | 35 | meter |  | 0
|  |  | 14 | Alternate supply cable 16 mm² three Core RHZ1 armored Cable. | 20 | meter |  | 0
|  |  | 15 | Solar array cables: 25 mm² | 40 | meter |  | 0
|  |  | 16 | 25 mm² bare single core grounding cable | 20 | meter |  | 0
|  |  | 17 | Battery rack for deep cycle batteries | 1 | unit |  | 0
|  |  | 18 | DC Combiner Box | 1 | unit |  | 0
|  |  | 19 | Solar freezer | 0 | unit |  | 0
|  |  | 20 | Distribution box | 1 | unit |  | 0
|  |  | 21 | Air Conditioner | 1 | unit |  | 0
|  |  | 22 | Solid rod Lightning arrestor | 1 | unit |  | 0
|  |  | 23 | Full Grounding station | 1 | unit |  | 0
|  |  | 24 | Inland transportation of all equipment to site | 1 | item |  | 0
|  |  | 25 | Complete installation of all equipment | 1 | item |  | 0
|  |  | 26 | Commisioning and testing | 1 | item |  | 0 |  | 0
25 | KWANDE | ST MONICA HOSPITAL ADIKPO | 1 | DC to AC Inverter | 1 | unit |  | 0
|  |  | 2 | Gel deep cycle Battery | 8 | units |  | 0
|  |  | 3 | Monocrystalline 300 watts Solar Panel | 18 | units |  | 0
|  |  | 4 | 80amp MPPT Solar Charge Controller | 1 | unit |  | 0
|  |  | 5 | 90v -250v Surge protection | 1 | unit |  | 0
|  |  | 6 | Solar array stand | 1 | unit |  | 0
|  |  | 7 | Concrete base for solar array stand. | 1 | unit |  | 0
|  |  |  | Installation (MCB, Battery cables, Load cables, solar array cables, …) i.e. : |  |  |  | 0
|  |  | 8 | AC MCB 120 amps | 1 | pc |  | 0
|  |  | 9 | DC MCB 120 amps | 1 | pc |  | 0
|  |  | 10 | DC PV Disconnect 120 amps | 1 | pc |  | 0
|  |  | 11 | Changeover switch 160Amps | 1 | pc |  | 0
|  |  | 12 | Battery cables – 35mm² Single Core Flex, PVC, PCP Cable | 20 | meter |  | 0
|  |  | 13 | Load cables: 16 mm² Three Core Flex nGS, PVC, PCP/EPR Cable | 35 | meter |  | 0
|  |  | 14 | Alternate supply cable 16 mm² three Core RHZ1 armored Cable. | 20 | meter |  | 0
|  |  | 15 | Solar array cables: 25 mm² | 40 | meter |  | 0
|  |  | 16 | 25 mm² bare single core grounding cable | 20 | meter |  | 0
|  |  | 17 | Battery rack for deep cycle batteries | 1 | unit |  | 0
|  |  | 18 | DC Combiner Box | 1 | unit |  | 0
|  |  | 19 | Solar freezer | 0 | unit |  | 0
|  |  | 20 | Distribution box | 1 | unit |  | 0
|  |  | 21 | Air Conditioner | 1 | unit |  | 0
|  |  | 22 | Solid rod Lightning arrestor | 1 | unit |  | 0
|  |  | 23 | Full Grounding station | 1 | unit |  | 0
|  |  | 24 | Inland transportation of all equipment to site | 1 | item |  | 0
|  |  | 25 | Complete installation of all equipment | 1 | item |  | 0
|  |  | 26 | Commisioning and testing | 1 | item |  | 0 |  | 0
26 | GWER | ST VINCENT HOSPITAL ALIADE | 1 | DC to AC Inverter | 0 | unit |  | 0
|  |  | 2 | Gel deep cycle Battery | 2 | units |  | 0
|  |  | 3 | Monocrystalline 300 watts Solar Panel | 18 | units |  | 0
|  |  | 4 | 80amp MPPT Solar Charge Controller | 1 | unit |  | 0
|  |  | 5 | 90v -250v Surge protection | 1 | unit |  | 0
|  |  | 6 | Solar array stand | 1 | unit |  | 0
|  |  | 7 | Concrete base for solar array stand. | 1 | unit |  | 0
|  |  |  | Installation (MCB, Battery cables, Load cables, solar array cables, …) i.e. : |  |  |  | 0
|  |  | 8 | AC MCB 120 amps | 1 | pc |  | 0
|  |  | 9 | DC MCB 120 amps | 1 | pc |  | 0
|  |  | 10 | DC PV Disconnect 120 amps | 1 | pc |  | 0
|  |  | 11 | Changeover switch 160Amps | 1 | pc |  | 0
|  |  | 12 | Battery cables – 35mm² Single Core Flex, PVC, PCP Cable | 20 | meter |  | 0
|  |  | 13 | Load cables: 16 mm² Three Core Flex nGS, PVC, PCP/EPR Cable | 35 | meter |  | 0
|  |  | 14 | Alternate supply cable 16 mm² three Core RHZ1 armored Cable. | 20 | meter |  | 0
|  |  | 15 | Solar array cables: 25 mm² | 40 | meter |  | 0
|  |  | 16 | 25 mm² bare single core grounding cable | 20 | meter |  | 0
|  |  | 17 | Battery rack for deep cycle batteries | 1 | unit |  | 0
|  |  | 18 | DC Combiner Box | 1 | unit |  | 0
|  |  | 19 | Solar freezer | 0 | unit |  | 0
|  |  | 20 | Distribution box | 1 | unit |  | 0
|  |  | 21 | Air Conditioner | 1 | unit |  | 0
|  |  | 22 | Solid rod Lightning arrestor | 1 | unit |  | 0
|  |  | 23 | Full Grounding station | 1 | unit |  | 0
|  |  | 24 | Inland transportation of all equipment to site | 1 | item |  | 0
|  |  | 25 | Complete installation of all equipment | 1 | item |  | 0
|  |  | 26 | Commisioning and testing | 1 | item |  | 0 |  | 0
27 | OJU | GENERAL HOSPITAL OJU | 1 | DC to AC Inverter | 0 | unit |  | 0
|  |  | 2 | Gel deep cycle Battery | 8 | units |  | 0
|  |  | 3 | Monocrystalline 300 watts Solar Panel | 22 | units |  | 0
|  |  | 4 | 80amp MPPT Solar Charge Controller | 1 | unit |  | 0
|  |  | 5 | 90v -250v Surge protection | 1 | unit |  | 0
|  |  | 6 | Solar array stand | 1 | unit |  | 0
|  |  | 7 | Concrete base for solar array stand. | 1 | unit |  | 0
|  |  |  | Installation (MCB, Battery cables, Load cables, solar array cables, …) i.e. : |  |  |  | 0
|  |  | 8 | AC MCB 120 amps | 1 | pc |  | 0
|  |  | 9 | DC MCB 120 amps | 1 | pc |  | 0
|  |  | 10 | DC PV Disconnect 120 amps | 1 | pc |  | 0
|  |  | 11 | Changeover switch 160Amps | 1 | pc |  | 0
|  |  | 12 | Battery cables – 35mm² Single Core Flex, PVC, PCP Cable | 20 | meter |  | 0
|  |  | 13 | Load cables: 16 mm² Three Core Flex nGS, PVC, PCP/EPR Cable | 35 | meter |  | 0
|  |  | 14 | Alternate supply cable 16 mm² three Core RHZ1 armored Cable. | 20 | meter |  | 0
|  |  | 15 | Solar array cables: 25 mm² | 40 | meter |  | 0
|  |  | 16 | 25 mm² bare single core grounding cable | 20 | meter |  | 0
|  |  | 17 | Battery rack for deep cycle batteries | 1 | unit |  | 0
|  |  | 18 | DC Combiner Box | 1 | unit |  | 0
|  |  | 19 | Solar freezer | 1 | unit |  | 0
|  |  | 20 | Distribution box | 1 | unit |  | 0
|  |  | 21 | Air Conditioner | 1 | unit |  | 0
|  |  | 22 | Solid rod Lightning arrestor | 1 | unit |  | 0
|  |  | 23 | Full Grounding station | 1 | unit |  | 0
|  |  | 24 | Inland transportation of all equipment to site | 1 | item |  | 0
|  |  | 25 | Complete installation of all equipment | 1 | item |  | 0
|  |  | 26 | Commisioning and testing | 1 | item |  | 0 |  | 0

## LOT 13 BORNO
S/N | LGA | FACILITY |  | ITEM | QTY | UNIT | UNIT COST | TOTAL COST | CURRENCY | TOTAL COST
1 | MMC | MUHAMMAD SHUMMAN GENERAL HOSPITAL | 1 | Load cables: 16 mm² Three Core Flex nGS, PVC, PCP/EPR Cable | 1 | unit |  | 0
|  |  | 2 | Gel deep cycle Battery | 8 | units |  | 0
|  |  | 3 | Monocrystalline 300 watts Solar Panel | 18 | units |  | 0
|  |  | 4 | 80amp MPPT Solar Charge Controller | 1 | unit |  | 0
|  |  | 5 | 90v -250v Surge protection | 1 | unit |  | 0
|  |  | 6 | Solar array stand | 1 | unit |  | 0
|  |  | 7 | Concrete base for solar array stand. | 1 | unit |  | 0
|  |  |  | Installation (MCB, Battery cables, Load cables, solar array cables, …) i.e. : |  |  |  | 0
|  |  | 8 | AC MCB 120 amps | 1 | pc |  | 0
|  |  | 9 | DC MCB 120 amps | 1 | pc |  | 0
|  |  | 10 | DC PV Disconnect 120 amps | 1 | pc |  | 0
|  |  | 11 | Changeover switch 160Amps | 1 | pc |  | 0
|  |  | 12 | Battery cables – 35mm² Single Core Flex, PVC, PCP Cable | 20 | meter |  | 0
|  |  | 13 | Load cables: 16 mm² Three Core Flex nGS, PVC, PCP/EPR Cable | 35 | meter |  | 0
|  |  | 14 | Alternate supply cable 16 mm² three Core RHZ1 armored Cable. | 20 | meter |  | 0
|  |  | 15 | Solar array cables: 25 mm² | 40 | meter |  | 0
|  |  | 16 | 25 mm² bare single core grounding cable | 20 | meter |  | 0
|  |  | 17 | Battery rack for deep cycle batteries | 1 | unit |  | 0
|  |  | 18 | DC Combiner Box | 1 | unit |  | 0
|  |  | 19 | Solar freezer | 0 | unit |  | 0
|  |  | 20 | Distribution box | 1 | unit |  | 0
|  |  | 21 | Air Conditioner | 1 | unit |  | 0
|  |  | 22 | Solid rod Lightning arrestor | 1 | unit |  | 0
|  |  | 23 | Full Grounding station | 1 | unit |  | 0
|  |  | 24 | Inland transportation of all equipment to site | 1 | item |  | 0
|  |  | 25 | Complete installation of all equipment | 1 | item |  | 0
|  |  | 26 | Commisioning and testing | 1 | item |  | 0 |  | 0
2 | MMC | STATE SPECIALIST HOSPITAL | 1 | DC to AC Inverter | 1 | unit |  | 0
|  |  | 2 | Gel deep cycle Battery | 12 | units |  | 0
|  |  | 3 | Monocrystalline 300 watts Solar Panel | 18 | units |  | 0
|  |  | 4 | 80amp MPPT Solar Charge Controller | 1 | unit |  | 0
|  |  | 5 | 90v -250v Surge protection | 1 | unit |  | 0
|  |  | 6 | Solar array stand | 1 | unit |  | 0
|  |  | 7 | Concrete base for solar array stand. | 1 | unit |  | 0
|  |  |  | Installation (MCB, Battery cables, Load cables, solar array cables, …) i.e. : |  |  |  | 0
|  |  | 8 | AC MCB 120 amps | 1 | pc |  | 0
|  |  | 9 | DC MCB 120 amps | 1 | pc |  | 0
|  |  | 10 | DC PV Disconnect 120 amps | 1 | pc |  | 0
|  |  | 11 | Changeover switch 160Amps | 1 | pc |  | 0
|  |  | 12 | Battery cables – 35mm² Single Core Flex, PVC, PCP Cable | 20 | meter |  | 0
|  |  | 13 | Load cables: 16 mm² Three Core Flex nGS, PVC, PCP/EPR Cable | 35 | meter |  | 0
|  |  | 14 | Alternate supply cable 16 mm² three Core RHZ1 armored Cable. | 20 | meter |  | 0
|  |  | 15 | Solar array cables: 25 mm² | 40 | meter |  | 0
|  |  | 16 | 25 mm² bare single core grounding cable | 20 | meter |  | 0
|  |  | 17 | Battery rack for deep cycle batteries | 1 | unit |  | 0
|  |  | 18 | DC Combiner Box | 1 | unit |  | 0
|  |  | 19 | Solar freezer | 0 | unit |  | 0
|  |  | 20 | Distribution box | 1 | unit |  | 0
|  |  | 21 | Air Conditioner | 0 | unit |  | 0
|  |  | 22 | Solid rod Lightning arrestor | 1 | unit |  | 0
|  |  | 23 | Full Grounding station | 1 | unit |  | 0
|  |  | 24 | Inland transportation of all equipment to site | 1 | item |  | 0
|  |  | 25 | Complete installation of all equipment | 1 | item |  | 0
|  |  | 26 | Commisioning and testing | 1 | item |  | 0
|  |  | 27 | Automatic voltage regulator | 0 | unit |  | 0
|  |  | 28 | Extractor Fan | 1 | unit |  | 0 |  | 0
3 | JERE | UNIVERSITY OF MAIDUGURI TEACHING HOSPITAL | 1 | DC to AC Inverter | 0 | unit |  | 0
|  |  | 2 | Gel deep cycle Battery | 0 | units |  | 0
|  |  | 3 | Monocrystalline 300 watts Solar Panel | 0 | units |  | 0
|  |  | 4 | 80amp MPPT Solar Charge Controller | 0 | unit |  | 0
|  |  | 5 | 90v -250v Surge protection | 0 | unit |  | 0
|  |  | 6 | Solar array stand | 0 | unit |  | 0
|  |  | 7 | Concrete base for solar array stand. | 0 | unit |  | 0
|  |  |  | Installation (MCB, Battery cables, Load cables, solar array cables, …) i.e. : |  |  |  | 0
|  |  | 8 | AC MCB 120 amps | 0 | pc |  | 0
|  |  | 9 | DC MCB 120 amps | 0 | pc |  | 0
|  |  | 10 | DC PV Disconnect 120 amps | 0 | pc |  | 0
|  |  | 11 | Changeover switch 160Amps | 0 | pc |  | 0
|  |  | 12 | Battery cables – 35mm² Single Core Flex, PVC, PCP Cable | 0 | meter |  | 0
|  |  | 13 | Load cables: 16 mm² Three Core Flex nGS, PVC, PCP/EPR Cable | 0 | meter |  | 0
|  |  | 14 | Alternate supply cable 16 mm² three Core RHZ1 armored Cable. | 0 | meter |  | 0
|  |  | 15 | Solar array cables: 25 mm² | 0 | meter |  | 0
|  |  | 16 | 25 mm² bare single core grounding cable | 0 | meter |  | 0
|  |  | 17 | Battery rack for deep cycle batteries | 0 | unit |  | 0
|  |  | 18 | DC Combiner Box | 0 | unit |  | 0
|  |  | 19 | Solar freezer | 0 | unit |  | 0
|  |  | 20 | Distribution box | 0 | unit |  | 0
|  |  | 21 | Air Conditioner | 1 | unit |  | 0
|  |  | 22 | Solid rod Lightning arrestor | 0 | unit |  | 0
|  |  | 23 | Full Grounding station | 0 | unit |  | 0
|  |  | 24 | Inland transportation of all equipment to site | 1 | item |  | 0
|  |  | 25 | Complete installation of all equipment | 1 | item |  | 0
|  |  | 26 | Commisioning and testing | 0 | item |  | 0 |  | 0

## LOT 14 CROSS RIVER
S/N | LGA | FACILITY |  | ITEM | QTY | UNIT | UNIT COST | TOTAL COST | CURRENCY | TOTAL COST
1 | BOKI | COMPREHENSIVE HEALTH CENTRE BATERIKO | 1 | Load cables: 16 mm² Three Core Flex nGS, PVC, PCP/EPR Cable | 1 | unit |  | 0
|  |  | 2 | Gel deep cycle Battery | 12 | units |  | 0
|  |  | 3 | Monocrystalline 300 watts Solar Panel | 18 | units |  | 0
|  |  | 4 | 80amp MPPT Solar Charge Controller | 1 | unit |  | 0
|  |  | 5 | 90v -250v Surge protection | 1 | unit |  | 0
|  |  | 6 | Solar array stand | 1 | unit |  | 0
|  |  | 7 | Concrete base for solar array stand. | 1 | unit |  | 0
|  |  |  | Installation (MCB, Battery cables, Load cables, solar array cables, …) i.e. : |  |  |  | 0
|  |  | 8 | AC MCB 120 amps | 1 | pc |  | 0
|  |  | 9 | DC MCB 120 amps | 1 | pc |  | 0
|  |  | 10 | DC PV Disconnect 120 amps | 1 | pc |  | 0
|  |  | 11 | Changeover switch 160Amps | 1 | pc |  | 0
|  |  | 12 | Battery cables – 35mm² Single Core Flex, PVC, PCP Cable | 20 | meter |  | 0
|  |  | 13 | Load cables: 16 mm² Three Core Flex nGS, PVC, PCP/EPR Cable | 35 | meter |  | 0
|  |  | 14 | Alternate supply cable 16 mm² three Core RHZ1 armored Cable. | 20 | meter |  | 0
|  |  | 15 | Solar array cables: 25 mm² | 40 | meter |  | 0
|  |  | 16 | 25 mm² bare single core grounding cable | 20 | meter |  | 0
|  |  | 17 | Battery rack for deep cycle batteries | 1 | unit |  | 0
|  |  | 18 | DC Combiner Box | 1 | unit |  | 0
|  |  | 19 | Solar freezer | 0 | unit |  | 0
|  |  | 20 | Distribution box | 1 | unit |  | 0
|  |  | 21 | Air Conditioner | 1 | unit |  | 0
|  |  | 22 | Solid rod Lightning arrestor | 1 | unit |  | 0
|  |  | 23 | Full Grounding station | 1 | unit |  | 0
|  |  | 24 | Inland transportation of all equipment to site | 1 | item |  | 0
|  |  | 25 | Complete installation of all equipment | 1 | item |  | 0
|  |  | 26 | Commisioning and testing | 1 | item |  | 0 |  | 0
2 | OBANLIKU | GENERAL HOSPITAL OBANLIKU | 1 | DC to AC Inverter | 1 | unit |  | 0
|  |  | 2 | Gel deep cycle Battery | 10 | units |  | 0
|  |  | 3 | Monocrystalline 300 watts Solar Panel | 15 | units |  | 0
|  |  | 4 | 80amp MPPT Solar Charge Controller | 1 | unit |  | 0
|  |  | 5 | 90v -250v Surge protection | 1 | unit |  | 0
|  |  | 6 | Solar array stand | 1 | unit |  | 0
|  |  | 7 | Concrete base for solar array stand. | 1 | unit |  | 0
|  |  |  | Installation (MCB, Battery cables, Load cables, solar array cables, …) i.e. : |  |  |  | 0
|  |  | 8 | AC MCB 120 amps | 1 | pc |  | 0
|  |  | 9 | DC MCB 120 amps | 1 | pc |  | 0
|  |  | 10 | DC PV Disconnect 120 amps | 1 | pc |  | 0
|  |  | 11 | Changeover switch 160Amps | 1 | pc |  | 0
|  |  | 12 | Battery cables – 35mm² Single Core Flex, PVC, PCP Cable | 20 | meter |  | 0
|  |  | 13 | Load cables: 16 mm² Three Core Flex nGS, PVC, PCP/EPR Cable | 35 | meter |  | 0
|  |  | 14 | Alternate supply cable 16 mm² three Core RHZ1 armored Cable. | 20 | meter |  | 0
|  |  | 15 | Solar array cables: 25 mm² | 40 | meter |  | 0
|  |  | 16 | 25 mm² bare single core grounding cable | 20 | meter |  | 0
|  |  | 17 | Battery rack for deep cycle batteries | 1 | unit |  | 0
|  |  | 18 | DC Combiner Box | 1 | unit |  | 0
|  |  | 19 | Solar freezer | 1 | unit |  | 0
|  |  | 20 | Distribution box | 1 | unit |  | 0
|  |  | 21 | Air Conditioner | 1 | unit |  | 0
|  |  | 22 | Solid rod Lightning arrestor | 1 | unit |  | 0
|  |  | 23 | Full Grounding station | 1 | unit |  | 0
|  |  | 24 | Inland transportation of all equipment to site | 1 | item |  | 0
|  |  | 25 | Complete installation of all equipment | 1 | item |  | 0
|  |  | 26 | Commisioning and testing | 1 | item |  | 0 |  | 0
3 | UGEP | GENERAL HOSPITAL UGEP | 1 | DC to AC Inverter | 1 | unit |  | 0
|  |  | 2 | Gel deep cycle Battery | 8 | units |  | 0
|  |  | 3 | Monocrystalline 300 watts Solar Panel | 18 | units |  | 0
|  |  | 4 | 80amp MPPT Solar Charge Controller | 1 | unit |  | 0
|  |  | 5 | 90v -250v Surge protection | 1 | unit |  | 0
|  |  | 6 | Solar array stand | 1 | unit |  | 0
|  |  | 7 | Concrete base for solar array stand. | 1 | unit |  | 0
|  |  |  | Installation (MCB, Battery cables, Load cables, solar array cables, …) i.e. : |  |  |  | 0
|  |  | 8 | AC MCB 120 amps | 1 | pc |  | 0
|  |  | 9 | DC MCB 120 amps | 1 | pc |  | 0
|  |  | 10 | DC PV Disconnect 120 amps | 1 | pc |  | 0
|  |  | 11 | Changeover switch 160Amps | 1 | pc |  | 0
|  |  | 12 | Battery cables – 35mm² Single Core Flex, PVC, PCP Cable | 20 | meter |  | 0
|  |  | 13 | Load cables: 16 mm² Three Core Flex nGS, PVC, PCP/EPR Cable | 35 | meter |  | 0
|  |  | 14 | Alternate supply cable 16 mm² three Core RHZ1 armored Cable. | 20 | meter |  | 0
|  |  | 15 | Solar array cables: 25 mm² | 40 | meter |  | 0
|  |  | 16 | 25 mm² bare single core grounding cable | 20 | meter |  | 0
|  |  | 17 | Battery rack for deep cycle batteries | 1 | unit |  | 0
|  |  | 18 | DC Combiner Box | 1 | unit |  | 0
|  |  | 19 | Solar freezer | 1 | unit |  | 0
|  |  | 20 | Distribution box | 1 | unit |  | 0
|  |  | 21 | Air Conditioner | 1 | unit |  | 0
|  |  | 22 | Solid rod Lightning arrestor | 1 | unit |  | 0
|  |  | 23 | Full Grounding station | 1 | unit |  | 0
|  |  | 24 | Inland transportation of all equipment to site | 1 | item |  | 0
|  |  | 25 | Complete installation of all equipment | 1 | item |  | 0
|  |  | 26 | Commisioning and testing | 1 | item |  | 0 |  | 0
4 | IKOM | HOLY FAMILY CATHOLIC HOSPITAL IKOM | 1 | DC to AC Inverter | 1 | unit |  | 0
|  |  | 2 | Gel deep cycle Battery | 8 | units |  | 0
|  |  | 3 | Monocrystalline 300 watts Solar Panel | 18 | units |  | 0
|  |  | 4 | 80amp MPPT Solar Charge Controller | 1 | unit |  | 0
|  |  | 5 | 90v -250v Surge protection | 1 | unit |  | 0
|  |  | 6 | Solar array stand | 1 | unit |  | 0
|  |  | 7 | Concrete base for solar array stand. | 1 | unit |  | 0
|  |  |  | Installation (MCB, Battery cables, Load cables, solar array cables, …) i.e. : |  |  |  | 0
|  |  | 8 | AC MCB 120 amps | 1 | pc |  | 0
|  |  | 9 | DC MCB 120 amps | 1 | pc |  | 0
|  |  | 10 | DC PV Disconnect 120 amps | 1 | pc |  | 0
|  |  | 11 | Changeover switch 160Amps | 1 | pc |  | 0
|  |  | 12 | Battery cables – 35mm² Single Core Flex, PVC, PCP Cable | 20 | meter |  | 0
|  |  | 13 | Load cables: 16 mm² Three Core Flex nGS, PVC, PCP/EPR Cable | 35 | meter |  | 0
|  |  | 14 | Alternate supply cable 16 mm² three Core RHZ1 armored Cable. | 20 | meter |  | 0
|  |  | 15 | Solar array cables: 25 mm² | 40 | meter |  | 0
|  |  | 16 | 25 mm² bare single core grounding cable | 20 | meter |  | 0
|  |  | 17 | Battery rack for deep cycle batteries | 1 | unit |  | 0
|  |  | 18 | DC Combiner Box | 1 | unit |  | 0
|  |  | 19 | Solar freezer | 0 | unit |  | 0
|  |  | 20 | Distribution box | 1 | unit |  | 0
|  |  | 21 | Air Conditioner | 1 | unit |  | 0
|  |  | 22 | Solid rod Lightning arrestor | 1 | unit |  | 0
|  |  | 23 | Full Grounding station | 1 | unit |  | 0
|  |  | 24 | Inland transportation of all equipment to site | 1 | item |  | 0
|  |  | 25 | Complete installation of all equipment | 1 | item |  | 0
|  |  | 26 | Commisioning and testing | 1 | item |  | 0 |  | 0
5 | BEKWARRA | MODEL PRIMARY HEALTH CENTRE ABUOCHICHE | 1 | DC to AC Inverter | 1 | unit |  | 0
|  |  | 2 | Gel deep cycle Battery | 12 | units |  | 0
|  |  | 3 | Monocrystalline 300 watts Solar Panel | 18 | units |  | 0
|  |  | 4 | 80amp MPPT Solar Charge Controller | 1 | unit |  | 0
|  |  | 5 | 90v -250v Surge protection | 1 | unit |  | 0
|  |  | 6 | Solar array stand | 1 | unit |  | 0
|  |  | 7 | Concrete base for solar array stand. | 1 | unit |  | 0
|  |  |  | Installation (MCB, Battery cables, Load cables, solar array cables, …) i.e. : |  |  |  | 0
|  |  | 8 | AC MCB 120 amps | 1 | pc |  | 0
|  |  | 9 | DC MCB 120 amps | 1 | pc |  | 0
|  |  | 10 | DC PV Disconnect 120 amps | 1 | pc |  | 0
|  |  | 11 | Changeover switch 160Amps | 1 | pc |  | 0
|  |  | 12 | Battery cables – 35mm² Single Core Flex, PVC, PCP Cable | 20 | meter |  | 0
|  |  | 13 | Load cables: 16 mm² Three Core Flex nGS, PVC, PCP/EPR Cable | 35 | meter |  | 0
|  |  | 14 | Alternate supply cable 16 mm² three Core RHZ1 armored Cable. | 20 | meter |  | 0
|  |  | 15 | Solar array cables: 25 mm² | 40 | meter |  | 0
|  |  | 16 | 25 mm² bare single core grounding cable | 20 | meter |  | 0
|  |  | 17 | Battery rack for deep cycle batteries | 1 | unit |  | 0
|  |  | 18 | DC Combiner Box | 1 | unit |  | 0
|  |  | 19 | Solar freezer | 1 | unit |  | 0
|  |  | 20 | Distribution box | 1 | unit |  | 0
|  |  | 21 | Air Conditioner | 1 | unit |  | 0
|  |  | 22 | Solid rod Lightning arrestor | 1 | unit |  | 0
|  |  | 23 | Full Grounding station | 1 | unit |  | 0
|  |  | 24 | Inland transportation of all equipment to site | 1 | item |  | 0
|  |  | 25 | Complete installation of all equipment | 1 | item |  | 0
|  |  | 26 | Commisioning and testing | 1 | item |  | 0 |  | 0
6 | CALABAR MUNICIPALITY | NIGERIAN NAVY REFERENCE HOSPITAL | 1 | DC to AC Inverter | 0 | unit |  | 0
|  |  | 2 | Gel deep cycle Battery | 2 | units |  | 0
|  |  | 3 | Monocrystalline 300 watts Solar Panel | 0 | units |  | 0
|  |  | 4 | 80amp MPPT Solar Charge Controller | 0 | unit |  | 0
|  |  | 5 | 90v -250v Surge protection | 0 | unit |  | 0
|  |  | 6 | Solar array stand | 0 | unit |  | 0
|  |  | 7 | Concrete base for solar array stand. | 0 | unit |  | 0
|  |  |  | Installation (MCB, Battery cables, Load cables, solar array cables, …) i.e. : |  |  |  | 0
|  |  | 8 | AC MCB 120 amps | 0 | pc |  | 0
|  |  | 9 | DC MCB 120 amps | 0 | pc |  | 0
|  |  | 10 | DC PV Disconnect 120 amps | 0 | pc |  | 0
|  |  | 11 | Changeover switch 160Amps | 0 | pc |  | 0
|  |  | 12 | Battery cables – 35mm² Single Core Flex, PVC, PCP Cable | 20 | meter |  | 0
|  |  | 13 | Load cables: 16 mm² Three Core Flex nGS, PVC, PCP/EPR Cable | 0 | meter |  | 0
|  |  | 14 | Alternate supply cable 16 mm² three Core RHZ1 armored Cable. | 0 | meter |  | 0
|  |  | 15 | Solar array cables: 25 mm² | 0 | meter |  | 0
|  |  | 16 | 25 mm² bare single core grounding cable | 0 | meter |  | 0
|  |  | 17 | Battery rack for deep cycle batteries | 0 | unit |  | 0
|  |  | 18 | DC Combiner Box | 0 | unit |  | 0
|  |  | 19 | Solar freezer | 0 | unit |  | 0
|  |  | 20 | Distribution box | 0 | unit |  | 0
|  |  | 21 | Air Conditioner | 0 | unit |  | 0
|  |  | 22 | Solid rod Lightning arrestor | 0 | unit |  | 0
|  |  | 23 | Full Grounding station | 0 | unit |  | 0
|  |  | 24 | Inland transportation of all equipment to site | 0 | item |  | 0
|  |  | 25 | Complete installation of all equipment | 0 | item |  | 0
|  |  | 26 | Commisioning and testing | 0 | item |  | 0 |  | 0
7 | OGOJA | ST BENEDICT CATHOLIC HOSPITAL | 1 | DC to AC Inverter | 1 | unit |  | 0
|  |  | 2 | Gel deep cycle Battery | 9 | units |  | 0
|  |  | 3 | Monocrystalline 300 watts Solar Panel | 18 | units |  | 0
|  |  | 4 | 80amp MPPT Solar Charge Controller | 1 | unit |  | 0
|  |  | 5 | 90v -250v Surge protection | 1 | unit |  | 0
|  |  | 6 | Solar array stand | 1 | unit |  | 0
|  |  | 7 | Concrete base for solar array stand. | 1 | unit |  | 0
|  |  |  | Installation (MCB, Battery cables, Load cables, solar array cables, …) i.e. : |  |  |  | 0
|  |  | 8 | AC MCB 120 amps | 1 | pc |  | 0
|  |  | 9 | DC MCB 120 amps | 1 | pc |  | 0
|  |  | 10 | DC PV Disconnect 120 amps | 1 | pc |  | 0
|  |  | 11 | Changeover switch 160Amps | 1 | pc |  | 0
|  |  | 12 | Battery cables – 35mm² Single Core Flex, PVC, PCP Cable | 20 | meter |  | 0
|  |  | 13 | Load cables: 16 mm² Three Core Flex nGS, PVC, PCP/EPR Cable | 35 | meter |  | 0
|  |  | 14 | Alternate supply cable 16 mm² three Core RHZ1 armored Cable. | 20 | meter |  | 0
|  |  | 15 | Solar array cables: 25 mm² | 40 | meter |  | 0
|  |  | 16 | 25 mm² bare single core grounding cable | 20 | meter |  | 0
|  |  | 17 | Battery rack for deep cycle batteries | 1 | unit |  | 0
|  |  | 18 | DC Combiner Box | 1 | unit |  | 0
|  |  | 19 | Solar freezer | 0 | unit |  | 0
|  |  | 20 | Distribution box | 1 | unit |  | 0
|  |  | 21 | Air Conditioner | 1 | unit |  | 0
|  |  | 22 | Solid rod Lightning arrestor | 1 | unit |  | 0
|  |  | 23 | Full Grounding station | 1 | unit |  | 0
|  |  | 24 | Inland transportation of all equipment to site | 1 | item |  | 0
|  |  | 25 | Complete installation of all equipment | 1 | item |  | 0
|  |  | 26 | Commisioning and testing | 1 | item |  | 0 |  | 0
8 | CALABAR SOUTH | GENERAL HOSPITAL CALABAR | 1 | DC to AC Inverter | 1 | unit |  | 0
|  |  | 2 | Gel deep cycle Battery | 10 | units |  | 0
|  |  | 3 | Monocrystalline 300 watts Solar Panel | 18 | units |  | 0
|  |  | 4 | 80amp MPPT Solar Charge Controller | 1 | unit |  | 0
|  |  | 5 | 90v -250v Surge protection | 1 | unit |  | 0
|  |  | 6 | Solar array stand | 1 | unit |  | 0
|  |  | 7 | Concrete base for solar array stand. | 1 | unit |  | 0
|  |  |  | Installation (MCB, Battery cables, Load cables, solar array cables, …) i.e. : |  |  |  | 0
|  |  | 8 | AC MCB 120 amps | 1 | pc |  | 0
|  |  | 9 | DC MCB 120 amps | 1 | pc |  | 0
|  |  | 10 | DC PV Disconnect 120 amps | 1 | pc |  | 0
|  |  | 11 | Changeover switch 160Amps | 1 | pc |  | 0
|  |  | 12 | Battery cables – 35mm² Single Core Flex, PVC, PCP Cable | 20 | meter |  | 0
|  |  | 13 | Load cables: 16 mm² Three Core Flex nGS, PVC, PCP/EPR Cable | 35 | meter |  | 0
|  |  | 14 | Alternate supply cable 16 mm² three Core RHZ1 armored Cable. | 20 | meter |  | 0
|  |  | 15 | Solar array cables: 25 mm² | 40 | meter |  | 0
|  |  | 16 | 25 mm² bare single core grounding cable | 20 | meter |  | 0
|  |  | 17 | Battery rack for deep cycle batteries | 1 | unit |  | 0
|  |  | 18 | DC Combiner Box | 1 | unit |  | 0
|  |  | 19 | Solar freezer | 0 | unit |  | 0
|  |  | 20 | Distribution box | 1 | unit |  | 0
|  |  | 21 | Air Conditioner | 1 | unit |  | 0
|  |  | 22 | Solid rod Lightning arrestor | 1 | unit |  | 0
|  |  | 23 | Full Grounding station | 1 | unit |  | 0
|  |  | 24 | Inland transportation of all equipment to site | 1 | item |  | 0
|  |  | 25 | Complete installation of all equipment | 1 | item |  | 0
|  |  | 26 | Commisioning and testing | 1 | item |  | 0 |  | 0
9 | CALABAR SOUTH | UCTH | 1 | DC to AC Inverter | 1 | unit |  | 0
|  |  | 2 | Gel deep cycle Battery | 11 | units |  | 0
|  |  | 3 | Monocrystalline 300 watts Solar Panel | 15 | units |  | 0
|  |  | 4 | 80amp MPPT Solar Charge Controller | 1 | unit |  | 0
|  |  | 5 | 90v -250v Surge protection | 1 | unit |  | 0
|  |  | 6 | Solar array stand | 1 | unit |  | 0
|  |  | 7 | Concrete base for solar array stand. | 1 | unit |  | 0
|  |  |  | Installation (MCB, Battery cables, Load cables, solar array cables, …) i.e. : |  |  |  | 0
|  |  | 8 | AC MCB 120 amps | 1 | pc |  | 0
|  |  | 9 | DC MCB 120 amps | 1 | pc |  | 0
|  |  | 10 | DC PV Disconnect 120 amps | 1 | pc |  | 0
|  |  | 11 | Changeover switch 160Amps | 1 | pc |  | 0
|  |  | 12 | Battery cables – 35mm² Single Core Flex, PVC, PCP Cable | 20 | meter |  | 0
|  |  | 13 | Load cables: 16 mm² Three Core Flex nGS, PVC, PCP/EPR Cable | 35 | meter |  | 0
|  |  | 14 | Alternate supply cable 16 mm² three Core RHZ1 armored Cable. | 20 | meter |  | 0
|  |  | 15 | Solar array cables: 25 mm² | 40 | meter |  | 0
|  |  | 16 | 25 mm² bare single core grounding cable | 20 | meter |  | 0
|  |  | 17 | Battery rack for deep cycle batteries | 1 | unit |  | 0
|  |  | 18 | DC Combiner Box | 1 | unit |  | 0
|  |  | 19 | Solar freezer | 0 | unit |  | 0
|  |  | 20 | Distribution box | 1 | unit |  | 0
|  |  | 21 | Air Conditioner | 1 | unit |  | 0
|  |  | 22 | Solid rod Lightning arrestor | 1 | unit |  | 0
|  |  | 23 | Full Grounding station | 1 | unit |  | 0
|  |  | 24 | Inland transportation of all equipment to site | 1 | item |  | 0
|  |  | 25 | Complete installation of all equipment | 1 | item |  | 0
|  |  | 26 | Commisioning and testing | 1 | item |  | 0 |  | 0
10 | CALABAR SOUTH | DLHMH 1 | 1 | DC to AC Inverter | 1 | unit |  | 0
|  |  | 2 | Gel deep cycle Battery | 12 | units |  | 0
|  |  | 3 | Monocrystalline 300 watts Solar Panel | 18 | units |  | 0
|  |  | 4 | 80amp MPPT Solar Charge Controller | 1 | unit |  | 0
|  |  | 5 | 90v -250v Surge protection | 1 | unit |  | 0
|  |  | 6 | Solar array stand | 1 | unit |  | 0
|  |  | 7 | Concrete base for solar array stand. | 1 | unit |  | 0
|  |  |  | Installation (MCB, Battery cables, Load cables, solar array cables, …) i.e. : |  |  |  | 0
|  |  | 8 | AC MCB 120 amps | 1 | pc |  | 0
|  |  | 9 | DC MCB 120 amps | 1 | pc |  | 0
|  |  | 10 | DC PV Disconnect 120 amps | 1 | pc |  | 0
|  |  | 11 | Changeover switch 160Amps | 1 | pc |  | 0
|  |  | 12 | Battery cables – 35mm² Single Core Flex, PVC, PCP Cable | 20 | meter |  | 0
|  |  | 13 | Load cables: 16 mm² Three Core Flex nGS, PVC, PCP/EPR Cable | 35 | meter |  | 0
|  |  | 14 | Alternate supply cable 16 mm² three Core RHZ1 armored Cable. | 20 | meter |  | 0
|  |  | 15 | Solar array cables: 25 mm² | 40 | meter |  | 0
|  |  | 16 | 25 mm² bare single core grounding cable | 20 | meter |  | 0
|  |  | 17 | Battery rack for deep cycle batteries | 1 | unit |  | 0
|  |  | 18 | DC Combiner Box | 1 | unit |  | 0
|  |  | 19 | Solar freezer | 0 | unit |  | 0
|  |  | 20 | Distribution box | 1 | unit |  | 0
|  |  | 21 | Air Conditioner | 1 | unit |  | 0
|  |  | 22 | Solid rod Lightning arrestor | 1 | unit |  | 0
|  |  | 23 | Full Grounding station | 1 | unit |  | 0
|  |  | 24 | Inland transportation of all equipment to site | 1 | item |  | 0
|  |  | 25 | Complete installation of all equipment | 1 | item |  | 0
|  |  | 26 | Commisioning and testing | 1 | item |  | 0 |  | 0

## LOT 15 DELTA
S/N | LGA | FACILITY |  | ITEM | QTY | UNIT | UNIT COST | TOTAL COST | CURRENCY | TOTAL COST
1 | IKA SOUTH | CENTRAL HOSPITAL AGBOR | 1 | Load cables: 16 mm² Three Core Flex nGS, PVC, PCP/EPR Cable | 1 | unit |  | 0
|  |  | 2 | Gel deep cycle Battery | 8 | units |  | 0
|  |  | 3 | Monocrystalline 300 watts Solar Panel | 18 | units |  | 0
|  |  | 4 | 80amp MPPT Solar Charge Controller | 1 | unit |  | 0
|  |  | 5 | 90v -250v Surge protection | 1 | unit |  | 0
|  |  | 6 | Solar array stand | 1 | unit |  | 0
|  |  | 7 | Concrete base for solar array stand. | 1 | unit |  | 0
|  |  |  | Installation (MCB, Battery cables, Load cables, solar array cables, …) i.e. : |  |  |  | 0
|  |  | 8 | AC MCB 120 amps | 1 | pc |  | 0
|  |  | 9 | DC MCB 120 amps | 1 | pc |  | 0
|  |  | 10 | DC PV Disconnect 120 amps | 1 | pc |  | 0
|  |  | 11 | Changeover switch 160Amps | 1 | pc |  | 0
|  |  | 12 | Battery cables – 35mm² Single Core Flex, PVC, PCP Cable | 20 | meter |  | 0
|  |  | 13 | Load cables: 16 mm² Three Core Flex nGS, PVC, PCP/EPR Cable | 35 | meter |  | 0
|  |  | 14 | Alternate supply cable 16 mm² three Core RHZ1 armored Cable. | 20 | meter |  | 0
|  |  | 15 | Solar array cables: 25 mm² | 40 | meter |  | 0
|  |  | 16 | 25 mm² bare single core grounding cable | 20 | meter |  | 0
|  |  | 17 | Battery rack for deep cycle batteries | 1 | unit |  | 0
|  |  | 18 | DC Combiner Box | 1 | unit |  | 0
|  |  | 19 | Solar freezer | 0 | unit |  | 0
|  |  | 20 | Distribution box | 1 | unit |  | 0
|  |  | 21 | Air Conditioner | 1 | unit |  | 0
|  |  | 22 | Solid rod Lightning arrestor | 1 | unit |  | 0
|  |  | 23 | Full Grounding station | 1 | unit |  | 0
|  |  | 24 | Inland transportation of all equipment to site | 1 | item |  | 0
|  |  | 25 | Complete installation of all equipment | 1 | item |  | 0
|  |  | 26 | Commisioning and testing | 1 | item |  | 0 |  | 0
2 | SAPELE | CENTRAL HOSPITAL SAPELE | 1 | DC to AC Inverter | 1 | unit |  | 0
|  |  | 2 | Gel deep cycle Battery | 12 | units |  | 0
|  |  | 3 | Monocrystalline 300 watts Solar Panel | 18 | units |  | 0
|  |  | 4 | 80amp MPPT Solar Charge Controller | 1 | unit |  | 0
|  |  | 5 | 90v -250v Surge protection | 1 | unit |  | 0
|  |  | 6 | Solar array stand | 1 | unit |  | 0
|  |  | 7 | Concrete base for solar array stand. | 1 | unit |  | 0
|  |  |  | Installation (MCB, Battery cables, Load cables, solar array cables, …) i.e. : |  |  |  | 0
|  |  | 8 | AC MCB 120 amps | 1 | pc |  | 0
|  |  | 9 | DC MCB 120 amps | 1 | pc |  | 0
|  |  | 10 | DC PV Disconnect 120 amps | 1 | pc |  | 0
|  |  | 11 | Changeover switch 160Amps | 1 | pc |  | 0
|  |  | 12 | Battery cables – 35mm² Single Core Flex, PVC, PCP Cable | 20 | meter |  | 0
|  |  | 13 | Load cables: 16 mm² Three Core Flex nGS, PVC, PCP/EPR Cable | 35 | meter |  | 0
|  |  | 14 | Alternate supply cable 16 mm² three Core RHZ1 armored Cable. | 20 | meter |  | 0
|  |  | 15 | Solar array cables: 25 mm² | 40 | meter |  | 0
|  |  | 16 | 25 mm² bare single core grounding cable | 20 | meter |  | 0
|  |  | 17 | Battery rack for deep cycle batteries | 1 | unit |  | 0
|  |  | 18 | DC Combiner Box | 1 | unit |  | 0
|  |  | 19 | Solar freezer | 0 | unit |  | 0
|  |  | 20 | Distribution box | 1 | unit |  | 0
|  |  | 21 | Air Conditioner | 1 | unit |  | 0
|  |  | 22 | Solid rod Lightning arrestor | 1 | unit |  | 0
|  |  | 23 | Full Grounding station | 1 | unit |  | 0
|  |  | 24 | Inland transportation of all equipment to site | 1 | item |  | 0
|  |  | 25 | Complete installation of all equipment | 1 | item |  | 0
|  |  | 26 | Commisioning and testing | 1 | item |  | 0 |  | 0
3 | UGHELLI NORTH | CENTRAL HOSPITAL UGHELLI | 1 | DC to AC Inverter | 1 | unit |  | 0
|  |  | 2 | Gel deep cycle Battery | 12 | units |  | 0
|  |  | 3 | Monocrystalline 300 watts Solar Panel | 18 | units |  | 0
|  |  | 4 | 80amp MPPT Solar Charge Controller | 1 | unit |  | 0
|  |  | 5 | 90v -250v Surge protection | 1 | unit |  | 0
|  |  | 6 | Solar array stand | 1 | unit |  | 0
|  |  | 7 | Concrete base for solar array stand. | 1 | unit |  | 0
|  |  |  | Installation (MCB, Battery cables, Load cables, solar array cables, …) i.e. : |  |  |  | 0
|  |  | 8 | AC MCB 120 amps | 1 | pc |  | 0
|  |  | 9 | DC MCB 120 amps | 1 | pc |  | 0
|  |  | 10 | DC PV Disconnect 120 amps | 1 | pc |  | 0
|  |  | 11 | Changeover switch 160Amps | 1 | pc |  | 0
|  |  | 12 | Battery cables – 35mm² Single Core Flex, PVC, PCP Cable | 20 | meter |  | 0
|  |  | 13 | Load cables: 16 mm² Three Core Flex nGS, PVC, PCP/EPR Cable | 35 | meter |  | 0
|  |  | 14 | Alternate supply cable 16 mm² three Core RHZ1 armored Cable. | 20 | meter |  | 0
|  |  | 15 | Solar array cables: 25 mm² | 40 | meter |  | 0
|  |  | 16 | 25 mm² bare single core grounding cable | 20 | meter |  | 0
|  |  | 17 | Battery rack for deep cycle batteries | 1 | unit |  | 0
|  |  | 18 | DC Combiner Box | 1 | unit |  | 0
|  |  | 19 | Solar freezer | 0 | unit |  | 0
|  |  | 20 | Distribution box | 1 | unit |  | 0
|  |  | 21 | Air Conditioner | 0 | unit |  | 0
|  |  | 22 | Solid rod Lightning arrestor | 1 | unit |  | 0
|  |  | 23 | Full Grounding station | 1 | unit |  | 0
|  |  | 24 | Inland transportation of all equipment to site | 1 | item |  | 0
|  |  | 25 | Complete installation of all equipment | 1 | item |  | 0
|  |  | 26 | Commisioning and testing | 1 | item |  | 0 |  | 0
4 | OSIMILI SOUTH | FEDERAL MEDICAL CENTRE ASABA | 1 | DC to AC Inverter | 1 | unit |  | 0
|  |  | 2 | Gel deep cycle Battery | 12 | units |  | 0
|  |  | 3 | Monocrystalline 300 watts Solar Panel | 18 | units |  | 0
|  |  | 4 | 80amp MPPT Solar Charge Controller | 1 | unit |  | 0
|  |  | 5 | 90v -250v Surge protection | 1 | unit |  | 0
|  |  | 6 | Solar array stand | 1 | unit |  | 0
|  |  | 7 | Concrete base for solar array stand. | 1 | unit |  | 0
|  |  |  | Installation (MCB, Battery cables, Load cables, solar array cables, …) i.e. : |  |  |  | 0
|  |  | 8 | AC MCB 120 amps | 1 | pc |  | 0
|  |  | 9 | DC MCB 120 amps | 1 | pc |  | 0
|  |  | 10 | DC PV Disconnect 120 amps | 1 | pc |  | 0
|  |  | 11 | Changeover switch 160Amps | 1 | pc |  | 0
|  |  | 12 | Battery cables – 35mm² Single Core Flex, PVC, PCP Cable | 20 | meter |  | 0
|  |  | 13 | Load cables: 16 mm² Three Core Flex nGS, PVC, PCP/EPR Cable | 35 | meter |  | 0
|  |  | 14 | Alternate supply cable 16 mm² three Core RHZ1 armored Cable. | 20 | meter |  | 0
|  |  | 15 | Solar array cables: 25 mm² | 40 | meter |  | 0
|  |  | 16 | 25 mm² bare single core grounding cable | 20 | meter |  | 0
|  |  | 17 | Battery rack for deep cycle batteries | 1 | unit |  | 0
|  |  | 18 | DC Combiner Box | 1 | unit |  | 0
|  |  | 19 | Solar freezer | 0 | unit |  | 0
|  |  | 20 | Distribution box | 1 | unit |  | 0
|  |  | 21 | Air Conditioner | 1 | unit |  | 0
|  |  | 22 | Solid rod Lightning arrestor | 1 | unit |  | 0
|  |  | 23 | Full Grounding station | 1 | unit |  | 0
|  |  | 24 | Inland transportation of all equipment to site | 1 | item |  | 0
|  |  | 25 | Complete installation of all equipment | 1 | item |  | 0
|  |  | 26 | Commisioning and testing | 1 | item |  | 0 |  | 0
5 | UKWUANI | GENERAL HOSPITAL OBIARUKU | 1 | DC to AC Inverter | 1 | unit |  | 0
|  |  | 2 | Gel deep cycle Battery | 12 | units |  | 0
|  |  | 3 | Monocrystalline 300 watts Solar Panel | 18 | units |  | 0
|  |  | 4 | 80amp MPPT Solar Charge Controller | 1 | unit |  | 0
|  |  | 5 | 90v -250v Surge protection | 1 | unit |  | 0
|  |  | 6 | Solar array stand | 1 | unit |  | 0
|  |  | 7 | Concrete base for solar array stand. | 1 | unit |  | 0
|  |  |  | Installation (MCB, Battery cables, Load cables, solar array cables, …) i.e. : |  |  |  | 0
|  |  | 8 | AC MCB 120 amps | 1 | pc |  | 0
|  |  | 9 | DC MCB 120 amps | 1 | pc |  | 0
|  |  | 10 | DC PV Disconnect 120 amps | 1 | pc |  | 0
|  |  | 11 | Changeover switch 160Amps | 1 | pc |  | 0
|  |  | 12 | Battery cables – 35mm² Single Core Flex, PVC, PCP Cable | 20 | meter |  | 0
|  |  | 13 | Load cables: 16 mm² Three Core Flex nGS, PVC, PCP/EPR Cable | 35 | meter |  | 0
|  |  | 14 | Alternate supply cable 16 mm² three Core RHZ1 armored Cable. | 20 | meter |  | 0
|  |  | 15 | Solar array cables: 25 mm² | 40 | meter |  | 0
|  |  | 16 | 25 mm² bare single core grounding cable | 20 | meter |  | 0
|  |  | 17 | Battery rack for deep cycle batteries | 1 | unit |  | 0
|  |  | 18 | DC Combiner Box | 1 | unit |  | 0
|  |  | 19 | Solar freezer | 0 | unit |  | 0
|  |  | 20 | Distribution box | 1 | unit |  | 0
|  |  | 21 | Air Conditioner | 1 | unit |  | 0
|  |  | 22 | Solid rod Lightning arrestor | 1 | unit |  | 0
|  |  | 23 | Full Grounding station | 1 | unit |  | 0
|  |  | 24 | Inland transportation of all equipment to site | 1 | item |  | 0
|  |  | 25 | Complete installation of all equipment | 1 | item |  | 0
|  |  | 26 | Commisioning and testing | 1 | item |  | 0 |  | 0
6 | WARRI SOUTH | CENTRAL HOSPITAL WARRI | 1 | DC to AC Inverter | 1 | unit |  | 0
|  |  | 2 | Gel deep cycle Battery | 12 | units |  | 0
|  |  | 3 | Monocrystalline 300 watts Solar Panel | 18 | units |  | 0
|  |  | 4 | 80amp MPPT Solar Charge Controller | 1 | unit |  | 0
|  |  | 5 | 90v -250v Surge protection | 1 | unit |  | 0
|  |  | 6 | Solar array stand | 1 | unit |  | 0
|  |  | 7 | Concrete base for solar array stand. | 1 | unit |  | 0
|  |  |  | Installation (MCB, Battery cables, Load cables, solar array cables, …) i.e. : |  |  |  | 0
|  |  | 8 | AC MCB 120 amps | 1 | pc |  | 0
|  |  | 9 | DC MCB 120 amps | 1 | pc |  | 0
|  |  | 10 | DC PV Disconnect 120 amps | 1 | pc |  | 0
|  |  | 11 | Changeover switch 160Amps | 1 | pc |  | 0
|  |  | 12 | Battery cables – 35mm² Single Core Flex, PVC, PCP Cable | 20 | meter |  | 0
|  |  | 13 | Load cables: 16 mm² Three Core Flex nGS, PVC, PCP/EPR Cable | 35 | meter |  | 0
|  |  | 14 | Alternate supply cable 16 mm² three Core RHZ1 armored Cable. | 20 | meter |  | 0
|  |  | 15 | Solar array cables: 25 mm² | 40 | meter |  | 0
|  |  | 16 | 25 mm² bare single core grounding cable | 20 | meter |  | 0
|  |  | 17 | Battery rack for deep cycle batteries | 1 | unit |  | 0
|  |  | 18 | DC Combiner Box | 1 | unit |  | 0
|  |  | 19 | Solar freezer | 0 | unit |  | 0
|  |  | 20 | Distribution box | 1 | unit |  | 0
|  |  | 21 | Air Conditioner | 1 | unit |  | 0
|  |  | 22 | Solid rod Lightning arrestor | 1 | unit |  | 0
|  |  | 23 | Full Grounding station | 1 | unit |  | 0
|  |  | 24 | Inland transportation of all equipment to site | 1 | item |  | 0
|  |  | 25 | Complete installation of all equipment | 1 | item |  | 0
|  |  | 26 | Commisioning and testing | 1 | item |  | 0 |  | 0
7 | UVWIE | NIGERIAN NAVY HOSPITAL | 1 | DC to AC Inverter | 1 | unit |  | 0
|  |  | 2 | Gel deep cycle Battery | 12 | units |  | 0
|  |  | 3 | Monocrystalline 300 watts Solar Panel | 18 | units |  | 0
|  |  | 4 | 80amp MPPT Solar Charge Controller | 1 | unit |  | 0
|  |  | 5 | 90v -250v Surge protection | 1 | unit |  | 0
|  |  | 6 | Solar array stand | 1 | unit |  | 0
|  |  | 7 | Concrete base for solar array stand. | 1 | unit |  | 0
|  |  |  | Installation (MCB, Battery cables, Load cables, solar array cables, …) i.e. : |  |  |  | 0
|  |  | 8 | AC MCB 120 amps | 1 | pc |  | 0
|  |  | 9 | DC MCB 120 amps | 1 | pc |  | 0
|  |  | 10 | DC PV Disconnect 120 amps | 1 | pc |  | 0
|  |  | 11 | Changeover switch 160Amps | 1 | pc |  | 0
|  |  | 12 | Battery cables – 35mm² Single Core Flex, PVC, PCP Cable | 20 | meter |  | 0
|  |  | 13 | Load cables: 16 mm² Three Core Flex nGS, PVC, PCP/EPR Cable | 35 | meter |  | 0
|  |  | 14 | Alternate supply cable 16 mm² three Core RHZ1 armored Cable. | 20 | meter |  | 0
|  |  | 15 | Solar array cables: 25 mm² | 40 | meter |  | 0
|  |  | 16 | 25 mm² bare single core grounding cable | 20 | meter |  | 0
|  |  | 17 | Battery rack for deep cycle batteries | 1 | unit |  | 0
|  |  | 18 | DC Combiner Box | 1 | unit |  | 0
|  |  | 19 | Solar freezer | 0 | unit |  | 0
|  |  | 20 | Distribution box | 1 | unit |  | 0
|  |  | 21 | Air Conditioner | 1 | unit |  | 0
|  |  | 22 | Solid rod Lightning arrestor | 1 | unit |  | 0
|  |  | 23 | Full Grounding station | 1 | unit |  | 0
|  |  | 24 | Inland transportation of all equipment to site | 1 | item |  | 0
|  |  | 25 | Complete installation of all equipment | 1 | item |  | 0
|  |  | 26 | Commisioning and testing | 1 | item |  | 0 |  | 0
8 | BOMADI | OUR LADY OF WATERS PHC BOMADI | 1 | DC to AC Inverter | 1 | unit |  | 0
|  |  | 2 | Gel deep cycle Battery | 8 | units |  | 0
|  |  | 3 | Monocrystalline 300 watts Solar Panel | 22 | units |  | 0
|  |  | 4 | 80amp MPPT Solar Charge Controller | 1 | unit |  | 0
|  |  | 5 | 90v -250v Surge protection | 1 | unit |  | 0
|  |  | 6 | Solar array stand | 1 | unit |  | 0
|  |  | 7 | Concrete base for solar array stand. | 1 | unit |  | 0
|  |  |  | Installation (MCB, Battery cables, Load cables, solar array cables, …) i.e. : |  |  |  | 0
|  |  | 8 | AC MCB 120 amps | 1 | pc |  | 0
|  |  | 9 | DC MCB 120 amps | 1 | pc |  | 0
|  |  | 10 | DC PV Disconnect 120 amps | 1 | pc |  | 0
|  |  | 11 | Changeover switch 160Amps | 1 | pc |  | 0
|  |  | 12 | Battery cables – 35mm² Single Core Flex, PVC, PCP Cable | 20 | meter |  | 0
|  |  | 13 | Load cables: 16 mm² Three Core Flex nGS, PVC, PCP/EPR Cable | 35 | meter |  | 0
|  |  | 14 | Alternate supply cable 16 mm² three Core RHZ1 armored Cable. | 20 | meter |  | 0
|  |  | 15 | Solar array cables: 25 mm² | 40 | meter |  | 0
|  |  | 16 | 25 mm² bare single core grounding cable | 20 | meter |  | 0
|  |  | 17 | Battery rack for deep cycle batteries | 1 | unit |  | 0
|  |  | 18 | DC Combiner Box | 1 | unit |  | 0
|  |  | 19 | Solar freezer | 0 | unit |  | 0
|  |  | 20 | Distribution box | 1 | unit |  | 0
|  |  | 21 | Air Conditioner | 1 | unit |  | 0
|  |  | 22 | Solid rod Lightning arrestor | 1 | unit |  | 0
|  |  | 23 | Full Grounding station | 1 | unit |  | 0
|  |  | 24 | Inland transportation of all equipment to site | 1 | item |  | 0
|  |  | 25 | Complete installation of all equipment | 1 | item |  | 0
|  |  | 26 | Commisioning and testing | 1 | item |  | 0 |  | 0

## LOT 16 EBONYI
S/N | LGA | FACILITY |  | ITEM | QTY | UNIT | UNIT COST | TOTAL COST | CURRENCY | TOTAL COST
1 | ABAKALIKI | FEDERAL UNIVERSITY TEACHING HOSPITAL | 1 | Load cables: 16 mm² Three Core Flex nGS, PVC, PCP/EPR Cable | 0 | unit |  | 0
|  |  | 2 | Gel deep cycle Battery | 0 | units |  | 0
|  |  | 3 | Monocrystalline 300 watts Solar Panel | 0 | units |  | 0
|  |  | 4 | 80amp MPPT Solar Charge Controller | 0 | unit |  | 0
|  |  | 5 | 90v -250v Surge protection | 0 | unit |  | 0
|  |  | 6 | Solar array stand | 0 | unit |  | 0
|  |  | 7 | Concrete base for solar array stand. | 0 | unit |  | 0
|  |  |  | Installation (MCB, Battery cables, Load cables, solar array cables, …) i.e. : |  |  |  | 0
|  |  | 8 | AC MCB 120 amps | 0 | pc |  | 0
|  |  | 9 | DC MCB 120 amps | 0 | pc |  | 0
|  |  | 10 | DC PV Disconnect 120 amps | 0 | pc |  | 0
|  |  | 11 | Changeover switch 160Amps | 0 | pc |  | 0
|  |  | 12 | Battery cables – 35mm² Single Core Flex, PVC, PCP Cable | 0 | meter |  | 0
|  |  | 13 | Load cables: 16 mm² Three Core Flex nGS, PVC, PCP/EPR Cable | 0 | meter |  | 0
|  |  | 14 | Alternate supply cable 16 mm² three Core RHZ1 armored Cable. | 0 | meter |  | 0
|  |  | 15 | Solar array cables: 25 mm² | 0 | meter |  | 0
|  |  | 16 | 25 mm² bare single core grounding cable | 0 | meter |  | 0
|  |  | 17 | Battery rack for deep cycle batteries | 10 | unit |  | 0
|  |  | 18 | DC Combiner Box | 0 | unit |  | 0
|  |  | 19 | Solar freezer | 0 | unit |  | 0
|  |  | 20 | Distribution box | 0 | unit |  | 0
|  |  | 21 | Air Conditioner | 1 | unit |  | 0
|  |  | 22 | Solid rod Lightning arrestor | 10 | unit |  | 0
|  |  | 23 | Full Grounding station | 10 | unit |  | 0
|  |  | 24 | Inland transportation of all equipment to site | 1 | item |  | 0
|  |  | 25 | Complete installation of all equipment | 1 | item |  | 0
|  |  | 26 | Commisioning and testing | 0 | item |  | 0 |  | 0
2 | EBONYI | ST PATRICK'S HOSPITAL MILE 4 | 1 | DC to AC Inverter | 1 | unit |  | 0
|  |  | 2 | Gel deep cycle Battery | 12 | units |  | 0
|  |  | 3 | Monocrystalline 300 watts Solar Panel | 18 | units |  | 0
|  |  | 4 | 80amp MPPT Solar Charge Controller | 1 | unit |  | 0
|  |  | 5 | 90v -250v Surge protection | 1 | unit |  | 0
|  |  | 6 | Solar array stand | 1 | unit |  | 0
|  |  | 7 | Concrete base for solar array stand. | 1 | unit |  | 0
|  |  |  | Installation (MCB, Battery cables, Load cables, solar array cables, …) i.e. : |  |  |  | 0
|  |  | 8 | AC MCB 120 amps | 1 | pc |  | 0
|  |  | 9 | DC MCB 120 amps | 1 | pc |  | 0
|  |  | 10 | DC PV Disconnect 120 amps | 1 | pc |  | 0
|  |  | 11 | Changeover switch 160Amps | 1 | pc |  | 0
|  |  | 12 | Battery cables – 35mm² Single Core Flex, PVC, PCP Cable | 20 | meter |  | 0
|  |  | 13 | Load cables: 16 mm² Three Core Flex nGS, PVC, PCP/EPR Cable | 35 | meter |  | 0
|  |  | 14 | Alternate supply cable 16 mm² three Core RHZ1 armored Cable. | 20 | meter |  | 0
|  |  | 15 | Solar array cables: 25 mm² | 40 | meter |  | 0
|  |  | 16 | 25 mm² bare single core grounding cable | 20 | meter |  | 0
|  |  | 17 | Battery rack for deep cycle batteries | 1 | unit |  | 0
|  |  | 18 | DC Combiner Box | 1 | unit |  | 0
|  |  | 19 | Solar freezer | 0 | unit |  | 0
|  |  | 20 | Distribution box | 1 | unit |  | 0
|  |  | 21 | Air Conditioner | 1 | unit |  | 0
|  |  | 22 | Solid rod Lightning arrestor | 1 | unit |  | 0
|  |  | 23 | Full Grounding station | 1 | unit |  | 0
|  |  | 24 | Inland transportation of all equipment to site | 1 | item |  | 0
|  |  | 25 | Complete installation of all equipment | 1 | item |  | 0
|  |  | 26 | Commisioning and testing | 1 | item |  | 0 |  | 0
3 | OHAUKWU | GENERAL HOSPITAL EZZANGBO | 1 | DC to AC Inverter | 1 | unit |  | 0
|  |  | 2 | Gel deep cycle Battery | 12 | units |  | 0
|  |  | 3 | Monocrystalline 300 watts Solar Panel | 18 | units |  | 0
|  |  | 4 | 80amp MPPT Solar Charge Controller | 1 | unit |  | 0
|  |  | 5 | 90v -250v Surge protection | 1 | unit |  | 0
|  |  | 6 | Solar array stand | 1 | unit |  | 0
|  |  | 7 | Concrete base for solar array stand. | 1 | unit |  | 0
|  |  |  | Installation (MCB, Battery cables, Load cables, solar array cables, …) i.e. : |  |  |  | 0
|  |  | 8 | AC MCB 120 amps | 1 | pc |  | 0
|  |  | 9 | DC MCB 120 amps | 1 | pc |  | 0
|  |  | 10 | DC PV Disconnect 120 amps | 1 | pc |  | 0
|  |  | 11 | Changeover switch 160Amps | 1 | pc |  | 0
|  |  | 12 | Battery cables – 35mm² Single Core Flex, PVC, PCP Cable | 20 | meter |  | 0
|  |  | 13 | Load cables: 16 mm² Three Core Flex nGS, PVC, PCP/EPR Cable | 35 | meter |  | 0
|  |  | 14 | Alternate supply cable 16 mm² three Core RHZ1 armored Cable. | 20 | meter |  | 0
|  |  | 15 | Solar array cables: 25 mm² | 40 | meter |  | 0
|  |  | 16 | 25 mm² bare single core grounding cable | 20 | meter |  | 0
|  |  | 17 | Battery rack for deep cycle batteries | 1 | unit |  | 0
|  |  | 18 | DC Combiner Box | 1 | unit |  | 0
|  |  | 19 | Solar freezer | 0 | unit |  | 0
|  |  | 20 | Distribution box | 1 | unit |  | 0
|  |  | 21 | Air Conditioner | 1 | unit |  | 0
|  |  | 22 | Solid rod Lightning arrestor | 1 | unit |  | 0
|  |  | 23 | Full Grounding station | 1 | unit |  | 0
|  |  | 24 | Inland transportation of all equipment to site | 1 | item |  | 0
|  |  | 25 | Complete installation of all equipment | 1 | item |  | 0
|  |  | 26 | Commisioning and testing | 1 | item |  | 0 |  | 0
4 | OHAOZARA | MATER MISERICORDIAE HOSPITAL AFIKPO | 1 | DC to AC Inverter | 1 | unit |  | 0
|  |  | 2 | Gel deep cycle Battery | 8 | units |  | 0
|  |  | 3 | Monocrystalline 300 watts Solar Panel | 18 | units |  | 0
|  |  | 4 | 80amp MPPT Solar Charge Controller | 1 | unit |  | 0
|  |  | 5 | 90v -250v Surge protection | 1 | unit |  | 0
|  |  | 6 | Solar array stand | 1 | unit |  | 0
|  |  | 7 | Concrete base for solar array stand. | 1 | unit |  | 0
|  |  |  | Installation (MCB, Battery cables, Load cables, solar array cables, …) i.e. : |  |  |  | 0
|  |  | 8 | AC MCB 120 amps | 1 | pc |  | 0
|  |  | 9 | DC MCB 120 amps | 1 | pc |  | 0
|  |  | 10 | DC PV Disconnect 120 amps | 1 | pc |  | 0
|  |  | 11 | Changeover switch 160Amps | 1 | pc |  | 0
|  |  | 12 | Battery cables – 35mm² Single Core Flex, PVC, PCP Cable | 20 | meter |  | 0
|  |  | 13 | Load cables: 16 mm² Three Core Flex nGS, PVC, PCP/EPR Cable | 35 | meter |  | 0
|  |  | 14 | Alternate supply cable 16 mm² three Core RHZ1 armored Cable. | 20 | meter |  | 0
|  |  | 15 | Solar array cables: 25 mm² | 40 | meter |  | 0
|  |  | 16 | 25 mm² bare single core grounding cable | 20 | meter |  | 0
|  |  | 17 | Battery rack for deep cycle batteries | 1 | unit |  | 0
|  |  | 18 | DC Combiner Box | 1 | unit |  | 0
|  |  | 19 | Solar freezer | 0 | unit |  | 0
|  |  | 20 | Distribution box | 1 | unit |  | 0
|  |  | 21 | Air Conditioner | 0 | unit |  | 0
|  |  | 22 | Solid rod Lightning arrestor | 1 | unit |  | 0
|  |  | 23 | Full Grounding station | 1 | unit |  | 0
|  |  | 24 | Inland transportation of all equipment to site | 1 | item |  | 0
|  |  | 25 | Complete installation of all equipment | 1 | item |  | 0
|  |  | 26 | Commisioning and testing | 1 | item |  | 0 |  | 0
5 | OHAOZARA | PRESBYTERIAN JOINT HOSPITAL UBUKU | 1 | DC to AC Inverter | 0 | unit |  | 0
|  |  | 2 | Gel deep cycle Battery | 8 | units |  | 0
|  |  | 3 | Monocrystalline 300 watts Solar Panel | 18 | units |  | 0
|  |  | 4 | 80amp MPPT Solar Charge Controller | 1 | unit |  | 0
|  |  | 5 | 90v -250v Surge protection | 1 | unit |  | 0
|  |  | 6 | Solar array stand | 1 | unit |  | 0
|  |  | 7 | Concrete base for solar array stand. | 1 | unit |  | 0
|  |  |  | Installation (MCB, Battery cables, Load cables, solar array cables, …) i.e. : |  |  |  | 0
|  |  | 8 | AC MCB 120 amps | 1 | pc |  | 0
|  |  | 9 | DC MCB 120 amps | 1 | pc |  | 0
|  |  | 10 | DC PV Disconnect 120 amps | 1 | pc |  | 0
|  |  | 11 | Changeover switch 160Amps | 1 | pc |  | 0
|  |  | 12 | Battery cables – 35mm² Single Core Flex, PVC, PCP Cable | 20 | meter |  | 0
|  |  | 13 | Load cables: 16 mm² Three Core Flex nGS, PVC, PCP/EPR Cable | 35 | meter |  | 0
|  |  | 14 | Alternate supply cable 16 mm² three Core RHZ1 armored Cable. | 20 | meter |  | 0
|  |  | 15 | Solar array cables: 25 mm² | 40 | meter |  | 0
|  |  | 16 | 25 mm² bare single core grounding cable | 20 | meter |  | 0
|  |  | 17 | Battery rack for deep cycle batteries | 1 | unit |  | 0
|  |  | 18 | DC Combiner Box | 1 | unit |  | 0
|  |  | 19 | Solar freezer | 0 | unit |  | 0
|  |  | 20 | Distribution box | 1 | unit |  | 0
|  |  | 21 | Air Conditioner | 1 | unit |  | 0
|  |  | 22 | Solid rod Lightning arrestor | 1 | unit |  | 0
|  |  | 23 | Full Grounding station | 1 | unit |  | 0
|  |  | 24 | Inland transportation of all equipment to site | 1 | item |  | 0
|  |  | 25 | Complete installation of all equipment | 1 | item |  | 0
|  |  | 26 | Commisioning and testing | 1 | item |  | 0 |  | 0

## LOT 17 EDO
S/N | LGA | FACILITY |  | ITEM | QTY | UNIT | UNIT COST | TOTAL COST | CURRENCY | TOTAL COST
1 | OREDO | FAITH MEDIPLEX | 1 | Load cables: 16 mm² Three Core Flex nGS, PVC, PCP/EPR Cable | 0 | unit |  | 0
|  |  | 2 | Gel deep cycle Battery | 0 | units |  | 0
|  |  | 3 | Monocrystalline 300 watts Solar Panel | 0 | units |  | 0
|  |  | 4 | 80amp MPPT Solar Charge Controller | 0 | unit |  | 0
|  |  | 5 | 90v -250v Surge protection | 1 | unit |  | 0
|  |  | 6 | Solar array stand | 0 | unit |  | 0
|  |  | 7 | Concrete base for solar array stand. | 0 | unit |  | 0
|  |  |  | Installation (MCB, Battery cables, Load cables, solar array cables, …) i.e. : |  |  |  | 0
|  |  | 8 | AC MCB 120 amps | 0 | pc |  | 0
|  |  | 9 | DC MCB 120 amps | 0 | pc |  | 0
|  |  | 10 | DC PV Disconnect 120 amps | 0 | pc |  | 0
|  |  | 11 | Changeover switch 160Amps | 0 | pc |  | 0
|  |  | 12 | Battery cables – 35mm² Single Core Flex, PVC, PCP Cable | 0 | meter |  | 0
|  |  | 13 | Load cables: 16 mm² Three Core Flex nGS, PVC, PCP/EPR Cable | 0 | meter |  | 0
|  |  | 14 | Alternate supply cable 16 mm² three Core RHZ1 armored Cable. | 0 | meter |  | 0
|  |  | 15 | Solar array cables: 25 mm² | 0 | meter |  | 0
|  |  | 16 | 25 mm² bare single core grounding cable | 0 | meter |  | 0
|  |  | 17 | Battery rack for deep cycle batteries | 0 | unit |  | 0
|  |  | 18 | DC Combiner Box | 0 | unit |  | 0
|  |  | 19 | Solar freezer | 0 | unit |  | 0
|  |  | 20 | Distribution box | 0 | unit |  | 0
|  |  | 21 | Air Conditioner | 1 | unit |  | 0
|  |  | 22 | Solid rod Lightning arrestor | 0 | unit |  | 0
|  |  | 23 | Full Grounding station | 0 | unit |  | 0
|  |  | 24 | Inland transportation of all equipment to site | 1 | item |  | 0
|  |  | 25 | Complete installation of all equipment | 1 | item |  | 0
|  |  | 26 | Commisioning and testing | 0 | item |  | 0 |  | 0
2 | AKOKO EDO | GENERAL HOSPITAL IGARRA | 1 | DC to AC Inverter | 1 | unit |  | 0
|  |  | 2 | Gel deep cycle Battery | 8 | units |  | 0
|  |  | 3 | Monocrystalline 300 watts Solar Panel | 18 | units |  | 0
|  |  | 4 | 80amp MPPT Solar Charge Controller | 1 | unit |  | 0
|  |  | 5 | 90v -250v Surge protection | 1 | unit |  | 0
|  |  | 6 | Solar array stand | 1 | unit |  | 0
|  |  | 7 | Concrete base for solar array stand. | 1 | unit |  | 0
|  |  |  | Installation (MCB, Battery cables, Load cables, solar array cables, …) i.e. : |  |  |  | 0
|  |  | 8 | AC MCB 120 amps | 1 | pc |  | 0
|  |  | 9 | DC MCB 120 amps | 1 | pc |  | 0
|  |  | 10 | DC PV Disconnect 120 amps | 1 | pc |  | 0
|  |  | 11 | Changeover switch 160Amps | 1 | pc |  | 0
|  |  | 12 | Battery cables – 35mm² Single Core Flex, PVC, PCP Cable | 20 | meter |  | 0
|  |  | 13 | Load cables: 16 mm² Three Core Flex nGS, PVC, PCP/EPR Cable | 35 | meter |  | 0
|  |  | 14 | Alternate supply cable 16 mm² three Core RHZ1 armored Cable. | 20 | meter |  | 0
|  |  | 15 | Solar array cables: 25 mm² | 40 | meter |  | 0
|  |  | 16 | 25 mm² bare single core grounding cable | 20 | meter |  | 0
|  |  | 17 | Battery rack for deep cycle batteries | 1 | unit |  | 0
|  |  | 18 | DC Combiner Box | 1 | unit |  | 0
|  |  | 19 | Solar freezer | 0 | unit |  | 0
|  |  | 20 | Distribution box | 1 | unit |  | 0
|  |  | 21 | Air Conditioner | 0 | unit |  | 0
|  |  | 22 | Solid rod Lightning arrestor | 1 | unit |  | 0
|  |  | 23 | Full Grounding station | 1 | unit |  | 0
|  |  | 24 | Inland transportation of all equipment to site | 1 | item |  | 0
|  |  | 25 | Complete installation of all equipment | 1 | item |  | 0
|  |  | 26 | Commisioning and testing | 1 | item |  | 0 |  | 0
3 | ESAN SOUTH EAST | GENERAL HOSPITAL UBIAJA | 1 | DC to AC Inverter | 1 | unit |  | 0
|  |  | 2 | Gel deep cycle Battery | 12 | units |  | 0
|  |  | 3 | Monocrystalline 300 watts Solar Panel | 18 | units |  | 0
|  |  | 4 | 80amp MPPT Solar Charge Controller | 1 | unit |  | 0
|  |  | 5 | 90v -250v Surge protection | 1 | unit |  | 0
|  |  | 6 | Solar array stand | 1 | unit |  | 0
|  |  | 7 | Concrete base for solar array stand. | 1 | unit |  | 0
|  |  |  | Installation (MCB, Battery cables, Load cables, solar array cables, …) i.e. : |  |  |  | 0
|  |  | 8 | AC MCB 120 amps | 1 | pc |  | 0
|  |  | 9 | DC MCB 120 amps | 1 | pc |  | 0
|  |  | 10 | DC PV Disconnect 120 amps | 1 | pc |  | 0
|  |  | 11 | Changeover switch 160Amps | 1 | pc |  | 0
|  |  | 12 | Battery cables – 35mm² Single Core Flex, PVC, PCP Cable | 20 | meter |  | 0
|  |  | 13 | Load cables: 16 mm² Three Core Flex nGS, PVC, PCP/EPR Cable | 35 | meter |  | 0
|  |  | 14 | Alternate supply cable 16 mm² three Core RHZ1 armored Cable. | 20 | meter |  | 0
|  |  | 15 | Solar array cables: 25 mm² | 40 | meter |  | 0
|  |  | 16 | 25 mm² bare single core grounding cable | 20 | meter |  | 0
|  |  | 17 | Battery rack for deep cycle batteries | 1 | unit |  | 0
|  |  | 18 | DC Combiner Box | 1 | unit |  | 0
|  |  | 19 | Solar freezer | 1 | unit |  | 0
|  |  | 20 | Distribution box | 1 | unit |  | 0
|  |  | 21 | Air Conditioner | 1 | unit |  | 0
|  |  | 22 | Solid rod Lightning arrestor | 1 | unit |  | 0
|  |  | 23 | Full Grounding station | 1 | unit |  | 0
|  |  | 24 | Inland transportation of all equipment to site | 1 | item |  | 0
|  |  | 25 | Complete installation of all equipment | 1 | item |  | 0
|  |  | 26 | Commisioning and testing | 1 | item |  | 0 |  | 0
4 | ORHIONMWON | GOVERNMENT HOSPITAL IGBANKE | 1 | DC to AC Inverter | 1 | unit |  | 0
|  |  | 2 | Gel deep cycle Battery | 8 | units |  | 0
|  |  | 3 | Monocrystalline 300 watts Solar Panel | 18 | units |  | 0
|  |  | 4 | 80amp MPPT Solar Charge Controller | 1 | unit |  | 0
|  |  | 5 | 90v -250v Surge protection | 1 | unit |  | 0
|  |  | 6 | Solar array stand | 1 | unit |  | 0
|  |  | 7 | Concrete base for solar array stand. | 1 | unit |  | 0
|  |  |  | Installation (MCB, Battery cables, Load cables, solar array cables, …) i.e. : |  |  |  | 0
|  |  | 8 | AC MCB 120 amps | 1 | pc |  | 0
|  |  | 9 | DC MCB 120 amps | 1 | pc |  | 0
|  |  | 10 | DC PV Disconnect 120 amps | 1 | pc |  | 0
|  |  | 11 | Changeover switch 160Amps | 1 | pc |  | 0
|  |  | 12 | Battery cables – 35mm² Single Core Flex, PVC, PCP Cable | 20 | meter |  | 0
|  |  | 13 | Load cables: 16 mm² Three Core Flex nGS, PVC, PCP/EPR Cable | 35 | meter |  | 0
|  |  | 14 | Alternate supply cable 16 mm² three Core RHZ1 armored Cable. | 20 | meter |  | 0
|  |  | 15 | Solar array cables: 25 mm² | 40 | meter |  | 0
|  |  | 16 | 25 mm² bare single core grounding cable | 20 | meter |  | 0
|  |  | 17 | Battery rack for deep cycle batteries | 1 | unit |  | 0
|  |  | 18 | DC Combiner Box | 1 | unit |  | 0
|  |  | 19 | Solar freezer | 0 | unit |  | 0
|  |  | 20 | Distribution box | 1 | unit |  | 0
|  |  | 21 | Air Conditioner | 1 | unit |  | 0
|  |  | 22 | Solid rod Lightning arrestor | 1 | unit |  | 0
|  |  | 23 | Full Grounding station | 1 | unit |  | 0
|  |  | 24 | Inland transportation of all equipment to site | 1 | item |  | 0
|  |  | 25 | Complete installation of all equipment | 1 | item |  | 0
|  |  | 26 | Commisioning and testing | 1 | item |  | 0 |  | 0
5 | ESAN CENTRAL | IRRUA SPECIALIST HOSPITAL | 1 | DC to AC Inverter | 1 | unit |  | 0
|  |  | 2 | Gel deep cycle Battery | 11 | units |  | 0
|  |  | 3 | Monocrystalline 300 watts Solar Panel | 18 | units |  | 0
|  |  | 4 | 80amp MPPT Solar Charge Controller | 1 | unit |  | 0
|  |  | 5 | 90v -250v Surge protection | 1 | unit |  | 0
|  |  | 6 | Solar array stand | 1 | unit |  | 0
|  |  | 7 | Concrete base for solar array stand. | 1 | unit |  | 0
|  |  |  | Installation (MCB, Battery cables, Load cables, solar array cables, …) i.e. : |  |  |  | 0
|  |  | 8 | AC MCB 120 amps | 1 | pc |  | 0
|  |  | 9 | DC MCB 120 amps | 1 | pc |  | 0
|  |  | 10 | DC PV Disconnect 120 amps | 1 | pc |  | 0
|  |  | 11 | Changeover switch 160Amps | 1 | pc |  | 0
|  |  | 12 | Battery cables – 35mm² Single Core Flex, PVC, PCP Cable | 20 | meter |  | 0
|  |  | 13 | Load cables: 16 mm² Three Core Flex nGS, PVC, PCP/EPR Cable | 35 | meter |  | 0
|  |  | 14 | Alternate supply cable 16 mm² three Core RHZ1 armored Cable. | 20 | meter |  | 0
|  |  | 15 | Solar array cables: 25 mm² | 40 | meter |  | 0
|  |  | 16 | 25 mm² bare single core grounding cable | 20 | meter |  | 0
|  |  | 17 | Battery rack for deep cycle batteries | 1 | unit |  | 0
|  |  | 18 | DC Combiner Box | 1 | unit |  | 0
|  |  | 19 | Solar freezer | 1 | unit |  | 0
|  |  | 20 | Distribution box | 1 | unit |  | 0
|  |  | 21 | Air Conditioner | 1 | unit |  | 0
|  |  | 22 | Solid rod Lightning arrestor | 1 | unit |  | 0
|  |  | 23 | Full Grounding station | 1 | unit |  | 0
|  |  | 24 | Inland transportation of all equipment to site | 1 | item |  | 0
|  |  | 25 | Complete installation of all equipment | 1 | item |  | 0
|  |  | 26 | Commisioning and testing | 1 | item |  | 0 |  | 0

## LOT 18 EKITI
S/N | LGA | FACILITY |  | ITEM | QTY | UNIT | UNIT COST | TOTAL COST | CURRENCY | TOTAL COST
1 | ADO EKITI | EKSUTH ADO EKITI | 1 | Load cables: 16 mm² Three Core Flex nGS, PVC, PCP/EPR Cable | 1 | unit |  | 0
|  |  | 2 | Gel deep cycle Battery | 9 | units |  | 0
|  |  | 3 | Monocrystalline 300 watts Solar Panel | 18 | units |  | 0
|  |  | 4 | 80amp MPPT Solar Charge Controller | 1 | unit |  | 0
|  |  | 5 | 90v -250v Surge protection | 1 | unit |  | 0
|  |  | 6 | Solar array stand | 1 | unit |  | 0
|  |  | 7 | Concrete base for solar array stand. | 1 | unit |  | 0
|  |  |  | Installation (MCB, Battery cables, Load cables, solar array cables, …) i.e. : |  |  |  | 0
|  |  | 8 | AC MCB 120 amps | 1 | pc |  | 0
|  |  | 9 | DC MCB 120 amps | 1 | pc |  | 0
|  |  | 10 | DC PV Disconnect 120 amps | 1 | pc |  | 0
|  |  | 11 | Changeover switch 160Amps | 1 | pc |  | 0
|  |  | 12 | Battery cables – 35mm² Single Core Flex, PVC, PCP Cable | 20 | meter |  | 0
|  |  | 13 | Load cables: 16 mm² Three Core Flex nGS, PVC, PCP/EPR Cable | 35 | meter |  | 0
|  |  | 14 | Alternate supply cable 16 mm² three Core RHZ1 armored Cable. | 20 | meter |  | 0
|  |  | 15 | Solar array cables: 25 mm² | 40 | meter |  | 0
|  |  | 16 | 25 mm² bare single core grounding cable | 20 | meter |  | 0
|  |  | 17 | Battery rack for deep cycle batteries | 1 | unit |  | 0
|  |  | 18 | DC Combiner Box | 1 | unit |  | 0
|  |  | 19 | Solar freezer | 0 | unit |  | 0
|  |  | 20 | Distribution box | 1 | unit |  | 0
|  |  | 21 | Air Conditioner | 0 | unit |  | 0
|  |  | 22 | Solid rod Lightning arrestor | 1 | unit |  | 0
|  |  | 23 | Full Grounding station | 1 | unit |  | 0
|  |  | 24 | Inland transportation of all equipment to site | 1 | item |  | 0
|  |  | 25 | Complete installation of all equipment | 1 | item |  | 0
|  |  | 26 | Commisioning and testing | 1 | item |  | 0 |  | 0
2 | IDO/OSI | FEDERAL TEACHING HOSPITAL IDO EKITI | 1 | DC to AC Inverter | 0 | unit |  | 0
|  |  | 2 | Gel deep cycle Battery | 8 | units |  | 0
|  |  | 3 | Monocrystalline 300 watts Solar Panel | 18 | units |  | 0
|  |  | 4 | 80amp MPPT Solar Charge Controller | 1 | unit |  | 0
|  |  | 5 | 90v -250v Surge protection | 1 | unit |  | 0
|  |  | 6 | Solar array stand | 1 | unit |  | 0
|  |  | 7 | Concrete base for solar array stand. | 1 | unit |  | 0
|  |  |  | Installation (MCB, Battery cables, Load cables, solar array cables, …) i.e. : |  |  |  | 0
|  |  | 8 | AC MCB 120 amps | 1 | pc |  | 0
|  |  | 9 | DC MCB 120 amps | 1 | pc |  | 0
|  |  | 10 | DC PV Disconnect 120 amps | 1 | pc |  | 0
|  |  | 11 | Changeover switch 160Amps | 1 | pc |  | 0
|  |  | 12 | Battery cables – 35mm² Single Core Flex, PVC, PCP Cable | 20 | meter |  | 0
|  |  | 13 | Load cables: 16 mm² Three Core Flex nGS, PVC, PCP/EPR Cable | 35 | meter |  | 0
|  |  | 14 | Alternate supply cable 16 mm² three Core RHZ1 armored Cable. | 20 | meter |  | 0
|  |  | 15 | Solar array cables: 25 mm² | 40 | meter |  | 0
|  |  | 16 | 25 mm² bare single core grounding cable | 20 | meter |  | 0
|  |  | 17 | Battery rack for deep cycle batteries | 1 | unit |  | 0
|  |  | 18 | DC Combiner Box | 1 | unit |  | 0
|  |  | 19 | Solar freezer | 0 | unit |  | 0
|  |  | 20 | Distribution box | 1 | unit |  | 0
|  |  | 21 | Air Conditioner | 1 | unit |  | 0
|  |  | 22 | Solid rod Lightning arrestor | 1 | unit |  | 0
|  |  | 23 | Full Grounding station | 1 | unit |  | 0
|  |  | 24 | Inland transportation of all equipment to site | 1 | item |  | 0
|  |  | 25 | Complete installation of all equipment | 1 | item |  | 0
|  |  | 26 | Commisioning and testing | 1 | item |  | 0 |  | 0
3 | ARAMAKO-EKITI | GENERAL HOSPITAL ARAMAKO-EKITI | 1 | DC to AC Inverter | 1 | unit |  | 0
|  |  | 2 | Gel deep cycle Battery | 12 | units |  | 0
|  |  | 3 | Monocrystalline 300 watts Solar Panel | 25 | units |  | 0
|  |  | 4 | 80amp MPPT Solar Charge Controller | 1 | unit |  | 0
|  |  | 5 | 90v -250v Surge protection | 1 | unit |  | 0
|  |  | 6 | Solar array stand | 1 | unit |  | 0
|  |  | 7 | Concrete base for solar array stand. | 1 | unit |  | 0
|  |  |  | Installation (MCB, Battery cables, Load cables, solar array cables, …) i.e. : |  |  |  | 0
|  |  | 8 | AC MCB 120 amps | 1 | pc |  | 0
|  |  | 9 | DC MCB 120 amps | 1 | pc |  | 0
|  |  | 10 | DC PV Disconnect 120 amps | 1 | pc |  | 0
|  |  | 11 | Changeover switch 160Amps | 1 | pc |  | 0
|  |  | 12 | Battery cables – 35mm² Single Core Flex, PVC, PCP Cable | 20 | meter |  | 0
|  |  | 13 | Load cables: 16 mm² Three Core Flex nGS, PVC, PCP/EPR Cable | 35 | meter |  | 0
|  |  | 14 | Alternate supply cable 16 mm² three Core RHZ1 armored Cable. | 20 | meter |  | 0
|  |  | 15 | Solar array cables: 25 mm² | 40 | meter |  | 0
|  |  | 16 | 25 mm² bare single core grounding cable | 20 | meter |  | 0
|  |  | 17 | Battery rack for deep cycle batteries | 1 | unit |  | 0
|  |  | 18 | DC Combiner Box | 1 | unit |  | 0
|  |  | 19 | Solar freezer | 0 | unit |  | 0
|  |  | 20 | Distribution box | 1 | unit |  | 0
|  |  | 21 | Air Conditioner | 1 | unit |  | 0
|  |  | 22 | Solid rod Lightning arrestor | 1 | unit |  | 0
|  |  | 23 | Full Grounding station | 1 | unit |  | 0
|  |  | 24 | Inland transportation of all equipment to site | 1 | item |  | 0
|  |  | 25 | Complete installation of all equipment | 1 | item |  | 0
|  |  | 26 | Commisioning and testing | 1 | item |  | 0 |  | 0
4 | ADO EKITI | OBA ADEJUGBE GENERAL HOSPITAL | 1 | DC to AC Inverter | 1 | unit |  | 0
|  |  | 2 | Gel deep cycle Battery | 4 | units |  | 0
|  |  | 3 | Monocrystalline 300 watts Solar Panel | 25 | units |  | 0
|  |  | 4 | 80amp MPPT Solar Charge Controller | 1 | unit |  | 0
|  |  | 5 | 90v -250v Surge protection | 1 | unit |  | 0
|  |  | 6 | Solar array stand | 1 | unit |  | 0
|  |  | 7 | Concrete base for solar array stand. | 1 | unit |  | 0
|  |  |  | Installation (MCB, Battery cables, Load cables, solar array cables, …) i.e. : |  |  |  | 0
|  |  | 8 | AC MCB 120 amps | 1 | pc |  | 0
|  |  | 9 | DC MCB 120 amps | 1 | pc |  | 0
|  |  | 10 | DC PV Disconnect 120 amps | 1 | pc |  | 0
|  |  | 11 | Changeover switch 160Amps | 1 | pc |  | 0
|  |  | 12 | Battery cables – 35mm² Single Core Flex, PVC, PCP Cable | 20 | meter |  | 0
|  |  | 13 | Load cables: 16 mm² Three Core Flex nGS, PVC, PCP/EPR Cable | 35 | meter |  | 0
|  |  | 14 | Alternate supply cable 16 mm² three Core RHZ1 armored Cable. | 20 | meter |  | 0
|  |  | 15 | Solar array cables: 25 mm² | 40 | meter |  | 0
|  |  | 16 | 25 mm² bare single core grounding cable | 20 | meter |  | 0
|  |  | 17 | Battery rack for deep cycle batteries | 1 | unit |  | 0
|  |  | 18 | DC Combiner Box | 1 | unit |  | 0
|  |  | 19 | Solar freezer | 0 | unit |  | 0
|  |  | 20 | Distribution box | 1 | unit |  | 0
|  |  | 21 | Air Conditioner | 0 | unit |  | 0
|  |  | 22 | Solid rod Lightning arrestor | 1 | unit |  | 0
|  |  | 23 | Full Grounding station | 1 | unit |  | 0
|  |  | 24 | Inland transportation of all equipment to site | 1 | item |  | 0
|  |  | 25 | Complete installation of all equipment | 1 | item |  | 0
|  |  | 26 | Commisioning and testing | 1 | item |  | 0 |  | 0
5 | IKARE | STATE SPECIALIST HOSPITAL IKARE | 1 | DC to AC Inverter | 1 | unit |  | 0
|  |  | 2 | Gel deep cycle Battery | 8 | units |  | 0
|  |  | 3 | Monocrystalline 300 watts Solar Panel | 20 | units |  | 0
|  |  | 4 | 80amp MPPT Solar Charge Controller | 1 | unit |  | 0
|  |  | 5 | 90v -250v Surge protection | 1 | unit |  | 0
|  |  | 6 | Solar array stand | 1 | unit |  | 0
|  |  | 7 | Concrete base for solar array stand. | 1 | unit |  | 0
|  |  |  | Installation (MCB, Battery cables, Load cables, solar array cables, …) i.e. : |  |  |  | 0
|  |  | 8 | AC MCB 120 amps | 1 | pc |  | 0
|  |  | 9 | DC MCB 120 amps | 1 | pc |  | 0
|  |  | 10 | DC PV Disconnect 120 amps | 1 | pc |  | 0
|  |  | 11 | Changeover switch 160Amps | 1 | pc |  | 0
|  |  | 12 | Battery cables – 35mm² Single Core Flex, PVC, PCP Cable | 20 | meter |  | 0
|  |  | 13 | Load cables: 16 mm² Three Core Flex nGS, PVC, PCP/EPR Cable | 35 | meter |  | 0
|  |  | 14 | Alternate supply cable 16 mm² three Core RHZ1 armored Cable. | 20 | meter |  | 0
|  |  | 15 | Solar array cables: 25 mm² | 40 | meter |  | 0
|  |  | 16 | 25 mm² bare single core grounding cable | 20 | meter |  | 0
|  |  | 17 | Battery rack for deep cycle batteries | 1 | unit |  | 0
|  |  | 18 | DC Combiner Box | 1 | unit |  | 0
|  |  | 19 | Solar freezer | 1 | unit |  | 0
|  |  | 20 | Distribution box | 1 | unit |  | 0
|  |  | 21 | Air Conditioner | 1 | unit |  | 0
|  |  | 22 | Solid rod Lightning arrestor | 1 | unit |  | 0
|  |  | 23 | Full Grounding station | 1 | unit |  | 0
|  |  | 24 | Inland transportation of all equipment to site | 1 | item |  | 0
|  |  | 25 | Complete installation of all equipment | 1 | item |  | 0
|  |  | 26 | Commisioning and testing | 1 | item |  | 0 |  | 0

## LOT 19 ENUGU
S/N | LGA | FACILITY |  | ITEM | QTY | UNIT | UNIT COST | TOTAL COST | CURRENCY | TOTAL COST
1 | ENUGU EAST | 82 DIVISION NIGERIAN ARMY HOSPITAL | 1 | Load cables: 16 mm² Three Core Flex nGS, PVC, PCP/EPR Cable | 1 | unit |  | 0
|  |  | 2 | Gel deep cycle Battery | 12 | units |  | 0
|  |  | 3 | Monocrystalline 300 watts Solar Panel | 18 | units |  | 0
|  |  | 4 | 80amp MPPT Solar Charge Controller | 1 | unit |  | 0
|  |  | 5 | 90v -250v Surge protection | 1 | unit |  | 0
|  |  | 6 | Solar array stand | 1 | unit |  | 0
|  |  | 7 | Concrete base for solar array stand. | 1 | unit |  | 0
|  |  |  | Installation (MCB, Battery cables, Load cables, solar array cables, …) i.e. : |  |  |  | 0
|  |  | 8 | AC MCB 120 amps | 1 | pc |  | 0
|  |  | 9 | DC MCB 120 amps | 1 | pc |  | 0
|  |  | 10 | DC PV Disconnect 120 amps | 1 | pc |  | 0
|  |  | 11 | Changeover switch 160Amps | 1 | pc |  | 0
|  |  | 12 | Battery cables – 35mm² Single Core Flex, PVC, PCP Cable | 20 | meter |  | 0
|  |  | 13 | Load cables: 16 mm² Three Core Flex nGS, PVC, PCP/EPR Cable | 35 | meter |  | 0
|  |  | 14 | Alternate supply cable 16 mm² three Core RHZ1 armored Cable. | 20 | meter |  | 0
|  |  | 15 | Solar array cables: 25 mm² | 40 | meter |  | 0
|  |  | 16 | 25 mm² bare single core grounding cable | 20 | meter |  | 0
|  |  | 17 | Battery rack for deep cycle batteries | 1 | unit |  | 0
|  |  | 18 | DC Combiner Box | 1 | unit |  | 0
|  |  | 19 | Solar freezer | 1 | unit |  | 0
|  |  | 20 | Distribution box | 1 | unit |  | 0
|  |  | 21 | Air Conditioner | 1 | unit |  | 0
|  |  | 22 | Solid rod Lightning arrestor | 1 | unit |  | 0
|  |  | 23 | Full Grounding station | 1 | unit |  | 0
|  |  | 24 | Inland transportation of all equipment to site | 1 | item |  | 0
|  |  | 25 | Complete installation of all equipment | 1 | item |  | 0
|  |  | 26 | Commisioning and testing | 1 | item |  | 0 |  | 0
2 | ENUGU EAST | ANNUNCIATION SPECIALIST HOSPITAL | 1 | DC to AC Inverter | 1 | unit |  | 0
|  |  | 2 | Gel deep cycle Battery | 10 | units |  | 0
|  |  | 3 | Monocrystalline 300 watts Solar Panel | 18 | units |  | 0
|  |  | 4 | 80amp MPPT Solar Charge Controller | 1 | unit |  | 0
|  |  | 5 | 90v -250v Surge protection | 1 | unit |  | 0
|  |  | 6 | Solar array stand | 1 | unit |  | 0
|  |  | 7 | Concrete base for solar array stand. | 1 | unit |  | 0
|  |  |  | Installation (MCB, Battery cables, Load cables, solar array cables, …) i.e. : |  |  |  | 0
|  |  | 8 | AC MCB 120 amps | 1 | pc |  | 0
|  |  | 9 | DC MCB 120 amps | 1 | pc |  | 0
|  |  | 10 | DC PV Disconnect 120 amps | 1 | pc |  | 0
|  |  | 11 | Changeover switch 160Amps | 1 | pc |  | 0
|  |  | 12 | Battery cables – 35mm² Single Core Flex, PVC, PCP Cable | 20 | meter |  | 0
|  |  | 13 | Load cables: 16 mm² Three Core Flex nGS, PVC, PCP/EPR Cable | 35 | meter |  | 0
|  |  | 14 | Alternate supply cable 16 mm² three Core RHZ1 armored Cable. | 20 | meter |  | 0
|  |  | 15 | Solar array cables: 25 mm² | 40 | meter |  | 0
|  |  | 16 | 25 mm² bare single core grounding cable | 20 | meter |  | 0
|  |  | 17 | Battery rack for deep cycle batteries | 1 | unit |  | 0
|  |  | 18 | DC Combiner Box | 1 | unit |  | 0
|  |  | 19 | Solar freezer | 1 | unit |  | 0
|  |  | 20 | Distribution box | 1 | unit |  | 0
|  |  | 21 | Air Conditioner | 1 | unit |  | 0
|  |  | 22 | Solid rod Lightning arrestor | 1 | unit |  | 0
|  |  | 23 | Full Grounding station | 1 | unit |  | 0
|  |  | 24 | Inland transportation of all equipment to site | 1 | item |  | 0
|  |  | 25 | Complete installation of all equipment | 1 | item |  | 0
|  |  | 26 | Commisioning and testing | 1 | item |  | 0 |  | 0
3 | NSUKKA | BISHOP SHANAHAN HOSPITAL | 1 | DC to AC Inverter | 1 | unit |  | 0
|  |  | 2 | Gel deep cycle Battery | 12 | units |  | 0
|  |  | 3 | Monocrystalline 300 watts Solar Panel | 18 | units |  | 0
|  |  | 4 | 80amp MPPT Solar Charge Controller | 1 | unit |  | 0
|  |  | 5 | 90v -250v Surge protection | 1 | unit |  | 0
|  |  | 6 | Solar array stand | 1 | unit |  | 0
|  |  | 7 | Concrete base for solar array stand. | 1 | unit |  | 0
|  |  |  | Installation (MCB, Battery cables, Load cables, solar array cables, …) i.e. : |  |  |  | 0
|  |  | 8 | AC MCB 120 amps | 1 | pc |  | 0
|  |  | 9 | DC MCB 120 amps | 1 | pc |  | 0
|  |  | 10 | DC PV Disconnect 120 amps | 1 | pc |  | 0
|  |  | 11 | Changeover switch 160Amps | 1 | pc |  | 0
|  |  | 12 | Battery cables – 35mm² Single Core Flex, PVC, PCP Cable | 20 | meter |  | 0
|  |  | 13 | Load cables: 16 mm² Three Core Flex nGS, PVC, PCP/EPR Cable | 35 | meter |  | 0
|  |  | 14 | Alternate supply cable 16 mm² three Core RHZ1 armored Cable. | 20 | meter |  | 0
|  |  | 15 | Solar array cables: 25 mm² | 40 | meter |  | 0
|  |  | 16 | 25 mm² bare single core grounding cable | 20 | meter |  | 0
|  |  | 17 | Battery rack for deep cycle batteries | 1 | unit |  | 0
|  |  | 18 | DC Combiner Box | 1 | unit |  | 0
|  |  | 19 | Solar freezer | 0 | unit |  | 0
|  |  | 20 | Distribution box | 1 | unit |  | 0
|  |  | 21 | Air Conditioner | 0 | unit |  | 0
|  |  | 22 | Solid rod Lightning arrestor | 1 | unit |  | 0
|  |  | 23 | Full Grounding station | 1 | unit |  | 0
|  |  | 24 | Inland transportation of all equipment to site | 1 | item |  | 0
|  |  | 25 | Complete installation of all equipment | 1 | item |  | 0
|  |  | 26 | Commisioning and testing | 1 | item |  | 0 |  | 0
4 | NSUKKA | DAUGHTERS OF DIVINE LOVE EHI-ALUMUNA | 1 | DC to AC Inverter | 1 | unit |  | 0
|  |  | 2 | Gel deep cycle Battery | 12 | units |  | 0
|  |  | 3 | Monocrystalline 300 watts Solar Panel | 18 | units |  | 0
|  |  | 4 | 80amp MPPT Solar Charge Controller | 1 | unit |  | 0
|  |  | 5 | 90v -250v Surge protection | 1 | unit |  | 0
|  |  | 6 | Solar array stand | 1 | unit |  | 0
|  |  | 7 | Concrete base for solar array stand. | 1 | unit |  | 0
|  |  |  | Installation (MCB, Battery cables, Load cables, solar array cables, …) i.e. : |  |  |  | 0
|  |  | 8 | AC MCB 120 amps | 1 | pc |  | 0
|  |  | 9 | DC MCB 120 amps | 1 | pc |  | 0
|  |  | 10 | DC PV Disconnect 120 amps | 1 | pc |  | 0
|  |  | 11 | Changeover switch 160Amps | 1 | pc |  | 0
|  |  | 12 | Battery cables – 35mm² Single Core Flex, PVC, PCP Cable | 20 | meter |  | 0
|  |  | 13 | Load cables: 16 mm² Three Core Flex nGS, PVC, PCP/EPR Cable | 35 | meter |  | 0
|  |  | 14 | Alternate supply cable 16 mm² three Core RHZ1 armored Cable. | 20 | meter |  | 0
|  |  | 15 | Solar array cables: 25 mm² | 40 | meter |  | 0
|  |  | 16 | 25 mm² bare single core grounding cable | 20 | meter |  | 0
|  |  | 17 | Battery rack for deep cycle batteries | 1 | unit |  | 0
|  |  | 18 | DC Combiner Box | 1 | unit |  | 0
|  |  | 19 | Solar freezer | 0 | unit |  | 0
|  |  | 20 | Distribution box | 1 | unit |  | 0
|  |  | 21 | Air Conditioner | 0 | unit |  | 0
|  |  | 22 | Solid rod Lightning arrestor | 1 | unit |  | 0
|  |  | 23 | Full Grounding station | 1 | unit |  | 0
|  |  | 24 | Inland transportation of all equipment to site | 1 | item |  | 0
|  |  | 25 | Complete installation of all equipment | 1 | item |  | 0
|  |  | 26 | Commisioning and testing | 1 | item |  | 0 |  | 0
5 | IGBO-EZE NORTH | DISTRICT HOSPITAL ENUGU-EZIKE | 1 | DC to AC Inverter | 1 | unit |  | 0
|  |  | 2 | Gel deep cycle Battery | 9 | units |  | 0
|  |  | 3 | Monocrystalline 300 watts Solar Panel | 18 | units |  | 0
|  |  | 4 | 80amp MPPT Solar Charge Controller | 1 | unit |  | 0
|  |  | 5 | 90v -250v Surge protection | 1 | unit |  | 0
|  |  | 6 | Solar array stand | 1 | unit |  | 0
|  |  | 7 | Concrete base for solar array stand. | 1 | unit |  | 0
|  |  |  | Installation (MCB, Battery cables, Load cables, solar array cables, …) i.e. : |  |  |  | 0
|  |  | 8 | AC MCB 120 amps | 1 | pc |  | 0
|  |  | 9 | DC MCB 120 amps | 1 | pc |  | 0
|  |  | 10 | DC PV Disconnect 120 amps | 1 | pc |  | 0
|  |  | 11 | Changeover switch 160Amps | 1 | pc |  | 0
|  |  | 12 | Battery cables – 35mm² Single Core Flex, PVC, PCP Cable | 20 | meter |  | 0
|  |  | 13 | Load cables: 16 mm² Three Core Flex nGS, PVC, PCP/EPR Cable | 35 | meter |  | 0
|  |  | 14 | Alternate supply cable 16 mm² three Core RHZ1 armored Cable. | 20 | meter |  | 0
|  |  | 15 | Solar array cables: 25 mm² | 40 | meter |  | 0
|  |  | 16 | 25 mm² bare single core grounding cable | 20 | meter |  | 0
|  |  | 17 | Battery rack for deep cycle batteries | 1 | unit |  | 0
|  |  | 18 | DC Combiner Box | 1 | unit |  | 0
|  |  | 19 | Solar freezer | 0 | unit |  | 0
|  |  | 20 | Distribution box | 1 | unit |  | 0
|  |  | 21 | Air Conditioner | 0 | unit |  | 0
|  |  | 22 | Solid rod Lightning arrestor | 1 | unit |  | 0
|  |  | 23 | Full Grounding station | 1 | unit |  | 0
|  |  | 24 | Inland transportation of all equipment to site | 1 | item |  | 0
|  |  | 25 | Complete installation of all equipment | 1 | item |  | 0
|  |  | 26 | Commisioning and testing | 1 | item |  | 0 |  | 0
6 | ISI-UZO | DISTRICT HOSPITAL IKEM | 1 | DC to AC Inverter | 1 | unit |  | 0
|  |  | 2 | Gel deep cycle Battery | 12 | units |  | 0
|  |  | 3 | Monocrystalline 300 watts Solar Panel | 20 | units |  | 0
|  |  | 4 | 80amp MPPT Solar Charge Controller | 1 | unit |  | 0
|  |  | 5 | 90v -250v Surge protection | 1 | unit |  | 0
|  |  | 6 | Solar array stand | 1 | unit |  | 0
|  |  | 7 | Concrete base for solar array stand. | 1 | unit |  | 0
|  |  |  | Installation (MCB, Battery cables, Load cables, solar array cables, …) i.e. : |  |  |  | 0
|  |  | 8 | AC MCB 120 amps | 1 | pc |  | 0
|  |  | 9 | DC MCB 120 amps | 1 | pc |  | 0
|  |  | 10 | DC PV Disconnect 120 amps | 1 | pc |  | 0
|  |  | 11 | Changeover switch 160Amps | 1 | pc |  | 0
|  |  | 12 | Battery cables – 35mm² Single Core Flex, PVC, PCP Cable | 20 | meter |  | 0
|  |  | 13 | Load cables: 16 mm² Three Core Flex nGS, PVC, PCP/EPR Cable | 35 | meter |  | 0
|  |  | 14 | Alternate supply cable 16 mm² three Core RHZ1 armored Cable. | 20 | meter |  | 0
|  |  | 15 | Solar array cables: 25 mm² | 40 | meter |  | 0
|  |  | 16 | 25 mm² bare single core grounding cable | 20 | meter |  | 0
|  |  | 17 | Battery rack for deep cycle batteries | 1 | unit |  | 0
|  |  | 18 | DC Combiner Box | 1 | unit |  | 0
|  |  | 19 | Solar freezer | 0 | unit |  | 0
|  |  | 20 | Distribution box | 1 | unit |  | 0
|  |  | 21 | Air Conditioner | 0 | unit |  | 0
|  |  | 22 | Solid rod Lightning arrestor | 1 | unit |  | 0
|  |  | 23 | Full Grounding station | 1 | unit |  | 0
|  |  | 24 | Inland transportation of all equipment to site | 1 | item |  | 0
|  |  | 25 | Complete installation of all equipment | 1 | item |  | 0
|  |  | 26 | Commisioning and testing | 1 | item |  | 0 |  | 0
7 | UDI | DISTRICT HOSPITAL UDI | 1 | DC to AC Inverter | 1 | unit |  | 0
|  |  | 2 | Gel deep cycle Battery | 8 | units |  | 0
|  |  | 3 | Monocrystalline 300 watts Solar Panel | 18 | units |  | 0
|  |  | 4 | 80amp MPPT Solar Charge Controller | 1 | unit |  | 0
|  |  | 5 | 90v -250v Surge protection | 1 | unit |  | 0
|  |  | 6 | Solar array stand | 1 | unit |  | 0
|  |  | 7 | Concrete base for solar array stand. | 1 | unit |  | 0
|  |  |  | Installation (MCB, Battery cables, Load cables, solar array cables, …) i.e. : |  |  |  | 0
|  |  | 8 | AC MCB 120 amps | 1 | pc |  | 0
|  |  | 9 | DC MCB 120 amps | 1 | pc |  | 0
|  |  | 10 | DC PV Disconnect 120 amps | 1 | pc |  | 0
|  |  | 11 | Changeover switch 160Amps | 1 | pc |  | 0
|  |  | 12 | Battery cables – 35mm² Single Core Flex, PVC, PCP Cable | 20 | meter |  | 0
|  |  | 13 | Load cables: 16 mm² Three Core Flex nGS, PVC, PCP/EPR Cable | 35 | meter |  | 0
|  |  | 14 | Alternate supply cable 16 mm² three Core RHZ1 armored Cable. | 20 | meter |  | 0
|  |  | 15 | Solar array cables: 25 mm² | 40 | meter |  | 0
|  |  | 16 | 25 mm² bare single core grounding cable | 20 | meter |  | 0
|  |  | 17 | Battery rack for deep cycle batteries | 1 | unit |  | 0
|  |  | 18 | DC Combiner Box | 1 | unit |  | 0
|  |  | 19 | Solar freezer | 0 | unit |  | 0
|  |  | 20 | Distribution box | 1 | unit |  | 0
|  |  | 21 | Air Conditioner | 0 | unit |  | 0
|  |  | 22 | Solid rod Lightning arrestor | 1 | unit |  | 0
|  |  | 23 | Full Grounding station | 1 | unit |  | 0
|  |  | 24 | Inland transportation of all equipment to site | 1 | item |  | 0
|  |  | 25 | Complete installation of all equipment | 1 | item |  | 0
|  |  | 26 | Commisioning and testing | 1 | item |  | 0 |  | 0
8 | ENUGU SOUTH | EASTERN NIGERIA MEDICAL CENTRE | 1 | DC to AC Inverter | 1 | unit |  | 0
|  |  | 2 | Gel deep cycle Battery | 8 | units |  | 0
|  |  | 3 | Monocrystalline 300 watts Solar Panel | 18 | units |  | 0
|  |  | 4 | 80amp MPPT Solar Charge Controller | 1 | unit |  | 0
|  |  | 5 | 90v -250v Surge protection | 1 | unit |  | 0
|  |  | 6 | Solar array stand | 1 | unit |  | 0
|  |  | 7 | Concrete base for solar array stand. | 1 | unit |  | 0
|  |  |  | Installation (MCB, Battery cables, Load cables, solar array cables, …) i.e. : |  |  |  | 0
|  |  | 8 | AC MCB 120 amps | 1 | pc |  | 0
|  |  | 9 | DC MCB 120 amps | 1 | pc |  | 0
|  |  | 10 | DC PV Disconnect 120 amps | 1 | pc |  | 0
|  |  | 11 | Changeover switch 160Amps | 1 | pc |  | 0
|  |  | 12 | Battery cables – 35mm² Single Core Flex, PVC, PCP Cable | 20 | meter |  | 0
|  |  | 13 | Load cables: 16 mm² Three Core Flex nGS, PVC, PCP/EPR Cable | 35 | meter |  | 0
|  |  | 14 | Alternate supply cable 16 mm² three Core RHZ1 armored Cable. | 20 | meter |  | 0
|  |  | 15 | Solar array cables: 25 mm² | 40 | meter |  | 0
|  |  | 16 | 25 mm² bare single core grounding cable | 20 | meter |  | 0
|  |  | 17 | Battery rack for deep cycle batteries | 1 | unit |  | 0
|  |  | 18 | DC Combiner Box | 1 | unit |  | 0
|  |  | 19 | Solar freezer | 0 | unit |  | 0
|  |  | 20 | Distribution box | 1 | unit |  | 0
|  |  | 21 | Air Conditioner | 0 | unit |  | 0
|  |  | 22 | Solid rod Lightning arrestor | 1 | unit |  | 0
|  |  | 23 | Full Grounding station | 1 | unit |  | 0
|  |  | 24 | Inland transportation of all equipment to site | 1 | item |  | 0
|  |  | 25 | Complete installation of all equipment | 1 | item |  | 0
|  |  | 26 | Commisioning and testing | 1 | item |  | 0 |  | 0
9 | ENUGU NORTH | ESUTH | 1 | DC to AC Inverter | 1 | unit |  | 0
|  |  | 2 | Gel deep cycle Battery | 8 | units |  | 0
|  |  | 3 | Monocrystalline 300 watts Solar Panel | 18 | units |  | 0
|  |  | 4 | 80amp MPPT Solar Charge Controller | 1 | unit |  | 0
|  |  | 5 | 90v -250v Surge protection | 1 | unit |  | 0
|  |  | 6 | Solar array stand | 1 | unit |  | 0
|  |  | 7 | Concrete base for solar array stand. | 1 | unit |  | 0
|  |  |  | Installation (MCB, Battery cables, Load cables, solar array cables, …) i.e. : |  |  |  | 0
|  |  | 8 | AC MCB 120 amps | 1 | pc |  | 0
|  |  | 9 | DC MCB 120 amps | 1 | pc |  | 0
|  |  | 10 | DC PV Disconnect 120 amps | 1 | pc |  | 0
|  |  | 11 | Changeover switch 160Amps | 1 | pc |  | 0
|  |  | 12 | Battery cables – 35mm² Single Core Flex, PVC, PCP Cable | 20 | meter |  | 0
|  |  | 13 | Load cables: 16 mm² Three Core Flex nGS, PVC, PCP/EPR Cable | 35 | meter |  | 0
|  |  | 14 | Alternate supply cable 16 mm² three Core RHZ1 armored Cable. | 20 | meter |  | 0
|  |  | 15 | Solar array cables: 25 mm² | 40 | meter |  | 0
|  |  | 16 | 25 mm² bare single core grounding cable | 20 | meter |  | 0
|  |  | 17 | Battery rack for deep cycle batteries | 1 | unit |  | 0
|  |  | 18 | DC Combiner Box | 1 | unit |  | 0
|  |  | 19 | Solar freezer | 0 | unit |  | 0
|  |  | 20 | Distribution box | 1 | unit |  | 0
|  |  | 21 | Air Conditioner | 0 | unit |  | 0
|  |  | 22 | Solid rod Lightning arrestor | 1 | unit |  | 0
|  |  | 23 | Full Grounding station | 1 | unit |  | 0
|  |  | 24 | Inland transportation of all equipment to site | 1 | item |  | 0
|  |  | 25 | Complete installation of all equipment | 1 | item |  | 0
|  |  | 26 | Commisioning and testing | 1 | item |  | 0 |  | 0
10 | OJI-RIVER | SUBDISTRICT HOSPITAL OJI-RIVER | 1 | DC to AC Inverter | 1 | unit |  | 0
|  |  | 2 | Gel deep cycle Battery | 10 | units |  | 0
|  |  | 3 | Monocrystalline 300 watts Solar Panel | 26 | units |  | 0
|  |  | 4 | 80amp MPPT Solar Charge Controller | 1 | unit |  | 0
|  |  | 5 | 90v -250v Surge protection | 1 | unit |  | 0
|  |  | 6 | Solar array stand | 1 | unit |  | 0
|  |  | 7 | Concrete base for solar array stand. | 1 | unit |  | 0
|  |  |  | Installation (MCB, Battery cables, Load cables, solar array cables, …) i.e. : |  |  |  | 0
|  |  | 8 | AC MCB 120 amps | 1 | pc |  | 0
|  |  | 9 | DC MCB 120 amps | 1 | pc |  | 0
|  |  | 10 | DC PV Disconnect 120 amps | 1 | pc |  | 0
|  |  | 11 | Changeover switch 160Amps | 1 | pc |  | 0
|  |  | 12 | Battery cables – 35mm² Single Core Flex, PVC, PCP Cable | 20 | meter |  | 0
|  |  | 13 | Load cables: 16 mm² Three Core Flex nGS, PVC, PCP/EPR Cable | 35 | meter |  | 0
|  |  | 14 | Alternate supply cable 16 mm² three Core RHZ1 armored Cable. | 20 | meter |  | 0
|  |  | 15 | Solar array cables: 25 mm² | 40 | meter |  | 0
|  |  | 16 | 25 mm² bare single core grounding cable | 20 | meter |  | 0
|  |  | 17 | Battery rack for deep cycle batteries | 1 | unit |  | 0
|  |  | 18 | DC Combiner Box | 1 | unit |  | 0
|  |  | 19 | Solar freezer | 0 | unit |  | 0
|  |  | 20 | Distribution box | 1 | unit |  | 0
|  |  | 21 | Air Conditioner | 1 | unit |  | 0
|  |  | 22 | Solid rod Lightning arrestor | 1 | unit |  | 0
|  |  | 23 | Full Grounding station | 1 | unit |  | 0
|  |  | 24 | Inland transportation of all equipment to site | 1 | item |  | 0
|  |  | 25 | Complete installation of all equipment | 1 | item |  | 0
|  |  | 26 | Commisioning and testing | 1 | item |  | 0 |  | 0
11 | AWGU | UNTH | 1 | DC to AC Inverter | 1 | unit |  | 0
|  |  | 2 | Gel deep cycle Battery | 8 | units |  | 0
|  |  | 3 | Monocrystalline 300 watts Solar Panel | 18 | units |  | 0
|  |  | 4 | 80amp MPPT Solar Charge Controller | 1 | unit |  | 0
|  |  | 5 | 90v -250v Surge protection | 1 | unit |  | 0
|  |  | 6 | Solar array stand | 1 | unit |  | 0
|  |  | 7 | Concrete base for solar array stand. | 1 | unit |  | 0
|  |  |  | Installation (MCB, Battery cables, Load cables, solar array cables, …) i.e. : |  |  |  | 0
|  |  | 8 | AC MCB 120 amps | 1 | pc |  | 0
|  |  | 9 | DC MCB 120 amps | 1 | pc |  | 0
|  |  | 10 | DC PV Disconnect 120 amps | 1 | pc |  | 0
|  |  | 11 | Changeover switch 160Amps | 1 | pc |  | 0
|  |  | 12 | Battery cables – 35mm² Single Core Flex, PVC, PCP Cable | 20 | meter |  | 0
|  |  | 13 | Load cables: 16 mm² Three Core Flex nGS, PVC, PCP/EPR Cable | 35 | meter |  | 0
|  |  | 14 | Alternate supply cable 16 mm² three Core RHZ1 armored Cable. | 20 | meter |  | 0
|  |  | 15 | Solar array cables: 25 mm² | 40 | meter |  | 0
|  |  | 16 | 25 mm² bare single core grounding cable | 20 | meter |  | 0
|  |  | 17 | Battery rack for deep cycle batteries | 1 | unit |  | 0
|  |  | 18 | DC Combiner Box | 1 | unit |  | 0
|  |  | 19 | Solar freezer | 1 | unit |  | 0
|  |  | 20 | Distribution box | 1 | unit |  | 0
|  |  | 21 | Air Conditioner | 0 | unit |  | 0
|  |  | 22 | Solid rod Lightning arrestor | 1 | unit |  | 0
|  |  | 23 | Full Grounding station | 1 | unit |  | 0
|  |  | 24 | Inland transportation of all equipment to site | 1 | item |  | 0
|  |  | 25 | Complete installation of all equipment | 1 | item |  | 0
|  |  | 26 | Commisioning and testing | 1 | item |  | 0 |  | 0

## LOT 20 GOMBE
S/N | LGA | FACILITY |  | ITEM | QTY | UNIT | UNIT COST | TOTAL COST | CURRENCY | TOTAL COST
1 | GOMBE | FEDERAL TEACHING HOSPITAL GOMBE | 1 | Load cables: 16 mm² Three Core Flex nGS, PVC, PCP/EPR Cable | 1 | unit |  | 0
|  |  | 2 | Gel deep cycle Battery | 12 | units |  | 0
|  |  | 3 | Monocrystalline 300 watts Solar Panel | 18 | units |  | 0
|  |  | 4 | 80amp MPPT Solar Charge Controller | 1 | unit |  | 0
|  |  | 5 | 90v -250v Surge protection | 1 | unit |  | 0
|  |  | 6 | Solar array stand | 1 | unit |  | 0
|  |  | 7 | Concrete base for solar array stand. | 1 | unit |  | 0
|  |  |  | Installation (MCB, Battery cables, Load cables, solar array cables, …) i.e. : |  |  |  | 0
|  |  | 8 | AC MCB 120 amps | 1 | pc |  | 0
|  |  | 9 | DC MCB 120 amps | 1 | pc |  | 0
|  |  | 10 | DC PV Disconnect 120 amps | 1 | pc |  | 0
|  |  | 11 | Changeover switch 160Amps | 1 | pc |  | 0
|  |  | 12 | Battery cables – 35mm² Single Core Flex, PVC, PCP Cable | 20 | meter |  | 0
|  |  | 13 | Load cables: 16 mm² Three Core Flex nGS, PVC, PCP/EPR Cable | 35 | meter |  | 0
|  |  | 14 | Alternate supply cable 16 mm² three Core RHZ1 armored Cable. | 20 | meter |  | 0
|  |  | 15 | Solar array cables: 25 mm² | 40 | meter |  | 0
|  |  | 16 | 25 mm² bare single core grounding cable | 20 | meter |  | 0
|  |  | 17 | Battery rack for deep cycle batteries | 1 | unit |  | 0
|  |  | 18 | DC Combiner Box | 1 | unit |  | 0
|  |  | 19 | Solar freezer | 1 | unit |  | 0
|  |  | 20 | Distribution box | 1 | unit |  | 0
|  |  | 21 | Air Conditioner | 1 | unit |  | 0
|  |  | 22 | Solid rod Lightning arrestor | 1 | unit |  | 0
|  |  | 23 | Full Grounding station | 1 | unit |  | 0
|  |  | 24 | Inland transportation of all equipment to site | 1 | item |  | 0
|  |  | 25 | Complete installation of all equipment | 1 | item |  | 0
|  |  | 26 | Commisioning and testing | 1 | item |  | 0 |  | 0
2 | BILLIRI | GENERAL HOSPITAL BILLIRI | 1 | DC to AC Inverter | 1 | unit |  | 0
|  |  | 2 | Gel deep cycle Battery | 12 | units |  | 0
|  |  | 3 | Monocrystalline 300 watts Solar Panel | 18 | units |  | 0
|  |  | 4 | 80amp MPPT Solar Charge Controller | 1 | unit |  | 0
|  |  | 5 | 90v -250v Surge protection | 1 | unit |  | 0
|  |  | 6 | Solar array stand | 1 | unit |  | 0
|  |  | 7 | Concrete base for solar array stand. | 1 | unit |  | 0
|  |  |  | Installation (MCB, Battery cables, Load cables, solar array cables, …) i.e. : |  |  |  | 0
|  |  | 8 | AC MCB 120 amps | 1 | pc |  | 0
|  |  | 9 | DC MCB 120 amps | 1 | pc |  | 0
|  |  | 10 | DC PV Disconnect 120 amps | 1 | pc |  | 0
|  |  | 11 | Changeover switch 160Amps | 1 | pc |  | 0
|  |  | 12 | Battery cables – 35mm² Single Core Flex, PVC, PCP Cable | 20 | meter |  | 0
|  |  | 13 | Load cables: 16 mm² Three Core Flex nGS, PVC, PCP/EPR Cable | 35 | meter |  | 0
|  |  | 14 | Alternate supply cable 16 mm² three Core RHZ1 armored Cable. | 20 | meter |  | 0
|  |  | 15 | Solar array cables: 25 mm² | 40 | meter |  | 0
|  |  | 16 | 25 mm² bare single core grounding cable | 20 | meter |  | 0
|  |  | 17 | Battery rack for deep cycle batteries | 1 | unit |  | 0
|  |  | 18 | DC Combiner Box | 1 | unit |  | 0
|  |  | 19 | Solar freezer | 1 | unit |  | 0
|  |  | 20 | Distribution box | 1 | unit |  | 0
|  |  | 21 | Air Conditioner | 1 | unit |  | 0
|  |  | 22 | Solid rod Lightning arrestor | 1 | unit |  | 0
|  |  | 23 | Full Grounding station | 1 | unit |  | 0
|  |  | 24 | Inland transportation of all equipment to site | 1 | item |  | 0
|  |  | 25 | Complete installation of all equipment | 1 | item |  | 0
|  |  | 26 | Commisioning and testing | 1 | item |  | 0 |  | 0
3 | KALTUNGO | GENERAL HOSPITAL KALTUNGO | 1 | DC to AC Inverter | 1 | unit |  | 0
|  |  | 2 | Gel deep cycle Battery | 8 | units |  | 0
|  |  | 3 | Monocrystalline 300 watts Solar Panel | 18 | units |  | 0
|  |  | 4 | 80amp MPPT Solar Charge Controller | 1 | unit |  | 0
|  |  | 5 | 90v -250v Surge protection | 1 | unit |  | 0
|  |  | 6 | Solar array stand | 1 | unit |  | 0
|  |  | 7 | Concrete base for solar array stand. | 1 | unit |  | 0
|  |  |  | Installation (MCB, Battery cables, Load cables, solar array cables, …) i.e. : |  |  |  | 0
|  |  | 8 | AC MCB 120 amps | 1 | pc |  | 0
|  |  | 9 | DC MCB 120 amps | 1 | pc |  | 0
|  |  | 10 | DC PV Disconnect 120 amps | 1 | pc |  | 0
|  |  | 11 | Changeover switch 160Amps | 1 | pc |  | 0
|  |  | 12 | Battery cables – 35mm² Single Core Flex, PVC, PCP Cable | 20 | meter |  | 0
|  |  | 13 | Load cables: 16 mm² Three Core Flex nGS, PVC, PCP/EPR Cable | 35 | meter |  | 0
|  |  | 14 | Alternate supply cable 16 mm² three Core RHZ1 armored Cable. | 20 | meter |  | 0
|  |  | 15 | Solar array cables: 25 mm² | 40 | meter |  | 0
|  |  | 16 | 25 mm² bare single core grounding cable | 20 | meter |  | 0
|  |  | 17 | Battery rack for deep cycle batteries | 1 | unit |  | 0
|  |  | 18 | DC Combiner Box | 1 | unit |  | 0
|  |  | 19 | Solar freezer | 0 | unit |  | 0
|  |  | 20 | Distribution box | 1 | unit |  | 0
|  |  | 21 | Air Conditioner | 1 | unit |  | 0
|  |  | 22 | Solid rod Lightning arrestor | 1 | unit |  | 0
|  |  | 23 | Full Grounding station | 1 | unit |  | 0
|  |  | 24 | Inland transportation of all equipment to site | 1 | item |  | 0
|  |  | 25 | Complete installation of all equipment | 1 | item |  | 0
|  |  | 26 | Commisioning and testing | 1 | item |  | 0 |  | 0
4 | YAMALTU/DEBA | GENERAL HOSPITAL ZAMBUK | 1 | DC to AC Inverter | 1 | unit |  | 0
|  |  | 2 | Gel deep cycle Battery | 12 | units |  | 0
|  |  | 3 | Monocrystalline 300 watts Solar Panel | 18 | units |  | 0
|  |  | 4 | 80amp MPPT Solar Charge Controller | 1 | unit |  | 0
|  |  | 5 | 90v -250v Surge protection | 1 | unit |  | 0
|  |  | 6 | Solar array stand | 1 | unit |  | 0
|  |  | 7 | Concrete base for solar array stand. | 1 | unit |  | 0
|  |  |  | Installation (MCB, Battery cables, Load cables, solar array cables, …) i.e. : |  |  |  | 0
|  |  | 8 | AC MCB 120 amps | 1 | pc |  | 0
|  |  | 9 | DC MCB 120 amps | 1 | pc |  | 0
|  |  | 10 | DC PV Disconnect 120 amps | 1 | pc |  | 0
|  |  | 11 | Changeover switch 160Amps | 1 | pc |  | 0
|  |  | 12 | Battery cables – 35mm² Single Core Flex, PVC, PCP Cable | 20 | meter |  | 0
|  |  | 13 | Load cables: 16 mm² Three Core Flex nGS, PVC, PCP/EPR Cable | 35 | meter |  | 0
|  |  | 14 | Alternate supply cable 16 mm² three Core RHZ1 armored Cable. | 20 | meter |  | 0
|  |  | 15 | Solar array cables: 25 mm² | 40 | meter |  | 0
|  |  | 16 | 25 mm² bare single core grounding cable | 20 | meter |  | 0
|  |  | 17 | Battery rack for deep cycle batteries | 1 | unit |  | 0
|  |  | 18 | DC Combiner Box | 1 | unit |  | 0
|  |  | 19 | Solar freezer | 0 | unit |  | 0
|  |  | 20 | Distribution box | 1 | unit |  | 0
|  |  | 21 | Air Conditioner | 1 | unit |  | 0
|  |  | 22 | Solid rod Lightning arrestor | 1 | unit |  | 0
|  |  | 23 | Full Grounding station | 1 | unit |  | 0
|  |  | 24 | Inland transportation of all equipment to site | 1 | item |  | 0
|  |  | 25 | Complete installation of all equipment | 1 | item |  | 0
|  |  | 26 | Commisioning and testing | 1 | item |  | 0 |  | 0
5 | BAJOGA | GENERAL HOSPITAL BAJOGA | 1 | DC to AC Inverter | 1 | unit |  | 0
|  |  | 2 | Gel deep cycle Battery | 12 | units |  | 0
|  |  | 3 | Monocrystalline 300 watts Solar Panel | 18 | units |  | 0
|  |  | 4 | 80amp MPPT Solar Charge Controller | 1 | unit |  | 0
|  |  | 5 | 90v -250v Surge protection | 1 | unit |  | 0
|  |  | 6 | Solar array stand | 1 | unit |  | 0
|  |  | 7 | Concrete base for solar array stand. | 1 | unit |  | 0
|  |  |  | Installation (MCB, Battery cables, Load cables, solar array cables, …) i.e. : |  |  |  | 0
|  |  | 8 | AC MCB 120 amps | 1 | pc |  | 0
|  |  | 9 | DC MCB 120 amps | 1 | pc |  | 0
|  |  | 10 | DC PV Disconnect 120 amps | 1 | pc |  | 0
|  |  | 11 | Changeover switch 160Amps | 1 | pc |  | 0
|  |  | 12 | Battery cables – 35mm² Single Core Flex, PVC, PCP Cable | 20 | meter |  | 0
|  |  | 13 | Load cables: 16 mm² Three Core Flex nGS, PVC, PCP/EPR Cable | 35 | meter |  | 0
|  |  | 14 | Alternate supply cable 16 mm² three Core RHZ1 armored Cable. | 20 | meter |  | 0
|  |  | 15 | Solar array cables: 25 mm² | 40 | meter |  | 0
|  |  | 16 | 25 mm² bare single core grounding cable | 20 | meter |  | 0
|  |  | 17 | Battery rack for deep cycle batteries | 1 | unit |  | 0
|  |  | 18 | DC Combiner Box | 1 | unit |  | 0
|  |  | 19 | Solar freezer | 0 | unit |  | 0
|  |  | 20 | Distribution box | 1 | unit |  | 0
|  |  | 21 | Air Conditioner | 1 | unit |  | 0
|  |  | 22 | Solid rod Lightning arrestor | 1 | unit |  | 0
|  |  | 23 | Full Grounding station | 1 | unit |  | 0
|  |  | 24 | Inland transportation of all equipment to site | 1 | item |  | 0
|  |  | 25 | Complete installation of all equipment | 1 | item |  | 0
|  |  | 26 | Commisioning and testing | 1 | item |  | 0 |  | 0
6 | GOMBE | STATE SPECIALIST HOSPITAL GOMBE | 1 | DC to AC Inverter | 1 | unit |  | 0
|  |  | 2 | Gel deep cycle Battery | 8 | units |  | 0
|  |  | 3 | Monocrystalline 300 watts Solar Panel | 18 | units |  | 0
|  |  | 4 | 80amp MPPT Solar Charge Controller | 1 | unit |  | 0
|  |  | 5 | 90v -250v Surge protection | 1 | unit |  | 0
|  |  | 6 | Solar array stand | 1 | unit |  | 0
|  |  | 7 | Concrete base for solar array stand. | 1 | unit |  | 0
|  |  |  | Installation (MCB, Battery cables, Load cables, solar array cables, …) i.e. : |  |  |  | 0
|  |  | 8 | AC MCB 120 amps | 1 | pc |  | 0
|  |  | 9 | DC MCB 120 amps | 1 | pc |  | 0
|  |  | 10 | DC PV Disconnect 120 amps | 1 | pc |  | 0
|  |  | 11 | Changeover switch 160Amps | 1 | pc |  | 0
|  |  | 12 | Battery cables – 35mm² Single Core Flex, PVC, PCP Cable | 20 | meter |  | 0
|  |  | 13 | Load cables: 16 mm² Three Core Flex nGS, PVC, PCP/EPR Cable | 35 | meter |  | 0
|  |  | 14 | Alternate supply cable 16 mm² three Core RHZ1 armored Cable. | 20 | meter |  | 0
|  |  | 15 | Solar array cables: 25 mm² | 40 | meter |  | 0
|  |  | 16 | 25 mm² bare single core grounding cable | 20 | meter |  | 0
|  |  | 17 | Battery rack for deep cycle batteries | 1 | unit |  | 0
|  |  | 18 | DC Combiner Box | 1 | unit |  | 0
|  |  | 19 | Solar freezer | 0 | unit |  | 0
|  |  | 20 | Distribution box | 1 | unit |  | 0
|  |  | 21 | Air Conditioner | 1 | unit |  | 0
|  |  | 22 | Solid rod Lightning arrestor | 1 | unit |  | 0
|  |  | 23 | Full Grounding station | 1 | unit |  | 0
|  |  | 24 | Inland transportation of all equipment to site | 1 | item |  | 0
|  |  | 25 | Complete installation of all equipment | 1 | item |  | 0
|  |  | 26 | Commisioning and testing | 1 | item |  | 0 |  | 0

## LOT 21 IMO
S/N | LGA | FACILITY |  | ITEM | QTY | UNIT | UNIT COST | TOTAL COST | CURRENCY | TOTAL COST
1 | OBINZE | 34 BRIGADE MEDICAL CENTRE | 1 | Load cables: 16 mm² Three Core Flex nGS, PVC, PCP/EPR Cable | 1 | unit |  | 0
|  |  | 2 | Gel deep cycle Battery | 12 | units |  | 0
|  |  | 3 | Monocrystalline 300 watts Solar Panel | 18 | units |  | 0
|  |  | 4 | 80amp MPPT Solar Charge Controller | 1 | unit |  | 0
|  |  | 5 | 90v -250v Surge protection | 1 | unit |  | 0
|  |  | 6 | Solar array stand | 1 | unit |  | 0
|  |  | 7 | Concrete base for solar array stand. | 1 | unit |  | 0
|  |  |  | Installation (MCB, Battery cables, Load cables, solar array cables, …) i.e. : |  |  |  | 0
|  |  | 8 | AC MCB 120 amps | 1 | pc |  | 0
|  |  | 9 | DC MCB 120 amps | 1 | pc |  | 0
|  |  | 10 | DC PV Disconnect 120 amps | 1 | pc |  | 0
|  |  | 11 | Changeover switch 160Amps | 1 | pc |  | 0
|  |  | 12 | Battery cables – 35mm² Single Core Flex, PVC, PCP Cable | 20 | meter |  | 0
|  |  | 13 | Load cables: 16 mm² Three Core Flex nGS, PVC, PCP/EPR Cable | 35 | meter |  | 0
|  |  | 14 | Alternate supply cable 16 mm² three Core RHZ1 armored Cable. | 20 | meter |  | 0
|  |  | 15 | Solar array cables: 25 mm² | 40 | meter |  | 0
|  |  | 16 | 25 mm² bare single core grounding cable | 20 | meter |  | 0
|  |  | 17 | Battery rack for deep cycle batteries | 1 | unit |  | 0
|  |  | 18 | DC Combiner Box | 1 | unit |  | 0
|  |  | 19 | Solar freezer | 1 | unit |  | 0
|  |  | 20 | Distribution box | 1 | unit |  | 0
|  |  | 21 | Air Conditioner | 1 | unit |  | 0
|  |  | 22 | Solid rod Lightning arrestor | 1 | unit |  | 0
|  |  | 23 | Full Grounding station | 1 | unit |  | 0
|  |  | 24 | Inland transportation of all equipment to site | 1 | item |  | 0
|  |  | 25 | Complete installation of all equipment | 1 | item |  | 0
|  |  | 26 | Commisioning and testing | 1 | item |  | 0 |  | 0
2 | OWERRI MUNICIPAL | FEDERAL MEDICAL CENTRE OWERRI | 1 | DC to AC Inverter | 1 | unit |  | 0
|  |  | 2 | Gel deep cycle Battery | 12 | units |  | 0
|  |  | 3 | Monocrystalline 300 watts Solar Panel | 18 | units |  | 0
|  |  | 4 | 80amp MPPT Solar Charge Controller | 1 | unit |  | 0
|  |  | 5 | 90v -250v Surge protection | 1 | unit |  | 0
|  |  | 6 | Solar array stand | 1 | unit |  | 0
|  |  | 7 | Concrete base for solar array stand. | 1 | unit |  | 0
|  |  |  | Installation (MCB, Battery cables, Load cables, solar array cables, …) i.e. : |  |  |  | 0
|  |  | 8 | AC MCB 120 amps | 1 | pc |  | 0
|  |  | 9 | DC MCB 120 amps | 1 | pc |  | 0
|  |  | 10 | DC PV Disconnect 120 amps | 1 | pc |  | 0
|  |  | 11 | Changeover switch 160Amps | 1 | pc |  | 0
|  |  | 12 | Battery cables – 35mm² Single Core Flex, PVC, PCP Cable | 20 | meter |  | 0
|  |  | 13 | Load cables: 16 mm² Three Core Flex nGS, PVC, PCP/EPR Cable | 35 | meter |  | 0
|  |  | 14 | Alternate supply cable 16 mm² three Core RHZ1 armored Cable. | 20 | meter |  | 0
|  |  | 15 | Solar array cables: 25 mm² | 40 | meter |  | 0
|  |  | 16 | 25 mm² bare single core grounding cable | 20 | meter |  | 0
|  |  | 17 | Battery rack for deep cycle batteries | 1 | unit |  | 0
|  |  | 18 | DC Combiner Box | 1 | unit |  | 0
|  |  | 19 | Solar freezer | 0 | unit |  | 0
|  |  | 20 | Distribution box | 1 | unit |  | 0
|  |  | 21 | Air Conditioner | 1 | unit |  | 0
|  |  | 22 | Solid rod Lightning arrestor | 1 | unit |  | 0
|  |  | 23 | Full Grounding station | 1 | unit |  | 0
|  |  | 24 | Inland transportation of all equipment to site | 1 | item |  | 0
|  |  | 25 | Complete installation of all equipment | 1 | item |  | 0
|  |  | 26 | Commisioning and testing | 1 | item |  | 0 |  | 0
3 | ORLU EAST | GENERAL HOSPITAL AWO OMAMMA | 1 | DC to AC Inverter | 1 | unit |  | 0
|  |  | 2 | Gel deep cycle Battery | 12 | units |  | 0
|  |  | 3 | Monocrystalline 300 watts Solar Panel | 18 | units |  | 0
|  |  | 4 | 80amp MPPT Solar Charge Controller | 1 | unit |  | 0
|  |  | 5 | 90v -250v Surge protection | 1 | unit |  | 0
|  |  | 6 | Solar array stand | 1 | unit |  | 0
|  |  | 7 | Concrete base for solar array stand. | 1 | unit |  | 0
|  |  |  | Installation (MCB, Battery cables, Load cables, solar array cables, …) i.e. : |  |  |  | 0
|  |  | 8 | AC MCB 120 amps | 1 | pc |  | 0
|  |  | 9 | DC MCB 120 amps | 1 | pc |  | 0
|  |  | 10 | DC PV Disconnect 120 amps | 1 | pc |  | 0
|  |  | 11 | Changeover switch 160Amps | 1 | pc |  | 0
|  |  | 12 | Battery cables – 35mm² Single Core Flex, PVC, PCP Cable | 20 | meter |  | 0
|  |  | 13 | Load cables: 16 mm² Three Core Flex nGS, PVC, PCP/EPR Cable | 35 | meter |  | 0
|  |  | 14 | Alternate supply cable 16 mm² three Core RHZ1 armored Cable. | 20 | meter |  | 0
|  |  | 15 | Solar array cables: 25 mm² | 40 | meter |  | 0
|  |  | 16 | 25 mm² bare single core grounding cable | 20 | meter |  | 0
|  |  | 17 | Battery rack for deep cycle batteries | 1 | unit |  | 0
|  |  | 18 | DC Combiner Box | 1 | unit |  | 0
|  |  | 19 | Solar freezer | 1 | unit |  | 0
|  |  | 20 | Distribution box | 1 | unit |  | 0
|  |  | 21 | Air Conditioner | 1 | unit |  | 0
|  |  | 22 | Solid rod Lightning arrestor | 1 | unit |  | 0
|  |  | 23 | Full Grounding station | 1 | unit |  | 0
|  |  | 24 | Inland transportation of all equipment to site | 1 | item |  | 0
|  |  | 25 | Complete installation of all equipment | 1 | item |  | 0
|  |  | 26 | Commisioning and testing | 1 | item |  | 0 |  | 0
4 | OWERRI NORTH | HOLY ROSARY HOSPITAL EMEKUKU | 1 | DC to AC Inverter | 1 | unit |  | 0
|  |  | 2 | Gel deep cycle Battery | 12 | units |  | 0
|  |  | 3 | Monocrystalline 300 watts Solar Panel | 18 | units |  | 0
|  |  | 4 | 80amp MPPT Solar Charge Controller | 1 | unit |  | 0
|  |  | 5 | 90v -250v Surge protection | 1 | unit |  | 0
|  |  | 6 | Solar array stand | 1 | unit |  | 0
|  |  | 7 | Concrete base for solar array stand. | 1 | unit |  | 0
|  |  |  | Installation (MCB, Battery cables, Load cables, solar array cables, …) i.e. : |  |  |  | 0
|  |  | 8 | AC MCB 120 amps | 1 | pc |  | 0
|  |  | 9 | DC MCB 120 amps | 1 | pc |  | 0
|  |  | 10 | DC PV Disconnect 120 amps | 1 | pc |  | 0
|  |  | 11 | Changeover switch 160Amps | 1 | pc |  | 0
|  |  | 12 | Battery cables – 35mm² Single Core Flex, PVC, PCP Cable | 20 | meter |  | 0
|  |  | 13 | Load cables: 16 mm² Three Core Flex nGS, PVC, PCP/EPR Cable | 35 | meter |  | 0
|  |  | 14 | Alternate supply cable 16 mm² three Core RHZ1 armored Cable. | 20 | meter |  | 0
|  |  | 15 | Solar array cables: 25 mm² | 40 | meter |  | 0
|  |  | 16 | 25 mm² bare single core grounding cable | 20 | meter |  | 0
|  |  | 17 | Battery rack for deep cycle batteries | 1 | unit |  | 0
|  |  | 18 | DC Combiner Box | 1 | unit |  | 0
|  |  | 19 | Solar freezer | 0 | unit |  | 0
|  |  | 20 | Distribution box | 1 | unit |  | 0
|  |  | 21 | Air Conditioner | 1 | unit |  | 0
|  |  | 22 | Solid rod Lightning arrestor | 1 | unit |  | 0
|  |  | 23 | Full Grounding station | 1 | unit |  | 0
|  |  | 24 | Inland transportation of all equipment to site | 1 | item |  | 0
|  |  | 25 | Complete installation of all equipment | 1 | item |  | 0
|  |  | 26 | Commisioning and testing | 1 | item |  | 0 |  | 0
5 | OWERRI WEST | IMO STATE SPECIALIST HOSPITAL | 1 | DC to AC Inverter | 1 | unit |  | 0
|  |  | 2 | Gel deep cycle Battery | 12 | units |  | 0
|  |  | 3 | Monocrystalline 300 watts Solar Panel | 18 | units |  | 0
|  |  | 4 | 80amp MPPT Solar Charge Controller | 1 | unit |  | 0
|  |  | 5 | 90v -250v Surge protection | 1 | unit |  | 0
|  |  | 6 | Solar array stand | 1 | unit |  | 0
|  |  | 7 | Concrete base for solar array stand. | 1 | unit |  | 0
|  |  |  | Installation (MCB, Battery cables, Load cables, solar array cables, …) i.e. : |  |  |  | 0
|  |  | 8 | AC MCB 120 amps | 1 | pc |  | 0
|  |  | 9 | DC MCB 120 amps | 1 | pc |  | 0
|  |  | 10 | DC PV Disconnect 120 amps | 1 | pc |  | 0
|  |  | 11 | Changeover switch 160Amps | 1 | pc |  | 0
|  |  | 12 | Battery cables – 35mm² Single Core Flex, PVC, PCP Cable | 20 | meter |  | 0
|  |  | 13 | Load cables: 16 mm² Three Core Flex nGS, PVC, PCP/EPR Cable | 35 | meter |  | 0
|  |  | 14 | Alternate supply cable 16 mm² three Core RHZ1 armored Cable. | 20 | meter |  | 0
|  |  | 15 | Solar array cables: 25 mm² | 40 | meter |  | 0
|  |  | 16 | 25 mm² bare single core grounding cable | 20 | meter |  | 0
|  |  | 17 | Battery rack for deep cycle batteries | 1 | unit |  | 0
|  |  | 18 | DC Combiner Box | 1 | unit |  | 0
|  |  | 19 | Solar freezer | 1 | unit |  | 0
|  |  | 20 | Distribution box | 1 | unit |  | 0
|  |  | 21 | Air Conditioner | 1 | unit |  | 0
|  |  | 22 | Solid rod Lightning arrestor | 1 | unit |  | 0
|  |  | 23 | Full Grounding station | 1 | unit |  | 0
|  |  | 24 | Inland transportation of all equipment to site | 1 | item |  | 0
|  |  | 25 | Complete installation of all equipment | 1 | item |  | 0
|  |  | 26 | Commisioning and testing | 1 | item |  | 0 |  | 0
6 | ORLU EAST | IMSUTH | 1 | DC to AC Inverter | 1 | unit |  | 0
|  |  | 2 | Gel deep cycle Battery | 12 | units |  | 0
|  |  | 3 | Monocrystalline 300 watts Solar Panel | 18 | units |  | 0
|  |  | 4 | 80amp MPPT Solar Charge Controller | 1 | unit |  | 0
|  |  | 5 | 90v -250v Surge protection | 1 | unit |  | 0
|  |  | 6 | Solar array stand | 1 | unit |  | 0
|  |  | 7 | Concrete base for solar array stand. | 1 | unit |  | 0
|  |  |  | Installation (MCB, Battery cables, Load cables, solar array cables, …) i.e. : |  |  |  | 0
|  |  | 8 | AC MCB 120 amps | 1 | pc |  | 0
|  |  | 9 | DC MCB 120 amps | 1 | pc |  | 0
|  |  | 10 | DC PV Disconnect 120 amps | 1 | pc |  | 0
|  |  | 11 | Changeover switch 160Amps | 1 | pc |  | 0
|  |  | 12 | Battery cables – 35mm² Single Core Flex, PVC, PCP Cable | 20 | meter |  | 0
|  |  | 13 | Load cables: 16 mm² Three Core Flex nGS, PVC, PCP/EPR Cable | 35 | meter |  | 0
|  |  | 14 | Alternate supply cable 16 mm² three Core RHZ1 armored Cable. | 20 | meter |  | 0
|  |  | 15 | Solar array cables: 25 mm² | 40 | meter |  | 0
|  |  | 16 | 25 mm² bare single core grounding cable | 20 | meter |  | 0
|  |  | 17 | Battery rack for deep cycle batteries | 1 | unit |  | 0
|  |  | 18 | DC Combiner Box | 1 | unit |  | 0
|  |  | 19 | Solar freezer | 1 | unit |  | 0
|  |  | 20 | Distribution box | 1 | unit |  | 0
|  |  | 21 | Air Conditioner | 1 | unit |  | 0
|  |  | 22 | Solid rod Lightning arrestor | 1 | unit |  | 0
|  |  | 23 | Full Grounding station | 1 | unit |  | 0
|  |  | 24 | Inland transportation of all equipment to site | 1 | item |  | 0
|  |  | 25 | Complete installation of all equipment | 1 | item |  | 0
|  |  | 26 | Commisioning and testing | 1 | item |  | 0 |  | 0
7 | ISIALO-MBANO | MBANO JOINT HOSPITAL | 1 | DC to AC Inverter | 1 | unit |  | 0
|  |  | 2 | Gel deep cycle Battery | 12 | units |  | 0
|  |  | 3 | Monocrystalline 300 watts Solar Panel | 25 | units |  | 0
|  |  | 4 | 80amp MPPT Solar Charge Controller | 1 | unit |  | 0
|  |  | 5 | 90v -250v Surge protection | 1 | unit |  | 0
|  |  | 6 | Solar array stand | 1 | unit |  | 0
|  |  | 7 | Concrete base for solar array stand. | 1 | unit |  | 0
|  |  |  | Installation (MCB, Battery cables, Load cables, solar array cables, …) i.e. : |  |  |  | 0
|  |  | 8 | AC MCB 120 amps | 1 | pc |  | 0
|  |  | 9 | DC MCB 120 amps | 1 | pc |  | 0
|  |  | 10 | DC PV Disconnect 120 amps | 1 | pc |  | 0
|  |  | 11 | Changeover switch 160Amps | 1 | pc |  | 0
|  |  | 12 | Battery cables – 35mm² Single Core Flex, PVC, PCP Cable | 20 | meter |  | 0
|  |  | 13 | Load cables: 16 mm² Three Core Flex nGS, PVC, PCP/EPR Cable | 35 | meter |  | 0
|  |  | 14 | Alternate supply cable 16 mm² three Core RHZ1 armored Cable. | 20 | meter |  | 0
|  |  | 15 | Solar array cables: 25 mm² | 40 | meter |  | 0
|  |  | 16 | 25 mm² bare single core grounding cable | 20 | meter |  | 0
|  |  | 17 | Battery rack for deep cycle batteries | 1 | unit |  | 0
|  |  | 18 | DC Combiner Box | 1 | unit |  | 0
|  |  | 19 | Solar freezer | 0 | unit |  | 0
|  |  | 20 | Distribution box | 1 | unit |  | 0
|  |  | 21 | Air Conditioner | 1 | unit |  | 0
|  |  | 22 | Solid rod Lightning arrestor | 1 | unit |  | 0
|  |  | 23 | Full Grounding station | 1 | unit |  | 0
|  |  | 24 | Inland transportation of all equipment to site | 1 | item |  | 0
|  |  | 25 | Complete installation of all equipment | 1 | item |  | 0
|  |  | 26 | Commisioning and testing | 1 | item |  | 0 |  | 0
8 | OBINZE | ST DAMIAN'S HOSPITAL ORLU | 1 | DC to AC Inverter | 1 | unit |  | 0
|  |  | 2 | Gel deep cycle Battery | 12 | units |  | 0
|  |  | 3 | Monocrystalline 300 watts Solar Panel | 18 | units |  | 0
|  |  | 4 | 80amp MPPT Solar Charge Controller | 1 | unit |  | 0
|  |  | 5 | 90v -250v Surge protection | 1 | unit |  | 0
|  |  | 6 | Solar array stand | 1 | unit |  | 0
|  |  | 7 | Concrete base for solar array stand. | 1 | unit |  | 0
|  |  |  | Installation (MCB, Battery cables, Load cables, solar array cables, …) i.e. : |  |  |  | 0
|  |  | 8 | AC MCB 120 amps | 1 | pc |  | 0
|  |  | 9 | DC MCB 120 amps | 1 | pc |  | 0
|  |  | 10 | DC PV Disconnect 120 amps | 1 | pc |  | 0
|  |  | 11 | Changeover switch 160Amps | 1 | pc |  | 0
|  |  | 12 | Battery cables – 35mm² Single Core Flex, PVC, PCP Cable | 20 | meter |  | 0
|  |  | 13 | Load cables: 16 mm² Three Core Flex nGS, PVC, PCP/EPR Cable | 35 | meter |  | 0
|  |  | 14 | Alternate supply cable 16 mm² three Core RHZ1 armored Cable. | 20 | meter |  | 0
|  |  | 15 | Solar array cables: 25 mm² | 40 | meter |  | 0
|  |  | 16 | 25 mm² bare single core grounding cable | 20 | meter |  | 0
|  |  | 17 | Battery rack for deep cycle batteries | 1 | unit |  | 0
|  |  | 18 | DC Combiner Box | 1 | unit |  | 0
|  |  | 19 | Solar freezer | 0 | unit |  | 0
|  |  | 20 | Distribution box | 1 | unit |  | 0
|  |  | 21 | Air Conditioner | 1 | unit |  | 0
|  |  | 22 | Solid rod Lightning arrestor | 1 | unit |  | 0
|  |  | 23 | Full Grounding station | 1 | unit |  | 0
|  |  | 24 | Inland transportation of all equipment to site | 1 | item |  | 0
|  |  | 25 | Complete installation of all equipment | 1 | item |  | 0
|  |  | 26 | Commisioning and testing | 1 | item |  | 0 |  | 0

## LOT 22 JIGAWA
S/N | LGA | FACILITY |  | ITEM | QTY | UNIT | UNIT COST | TOTAL COST | CURRENCY | TOTAL COST
1 | BIRNIN KUDU | FMC BIRNIN KUDU | 1 | Load cables: 16 mm² Three Core Flex nGS, PVC, PCP/EPR Cable | 1 | unit |  | 0
|  |  | 2 | Gel deep cycle Battery | 8 | units |  | 0
|  |  | 3 | Monocrystalline 300 watts Solar Panel | 18 | units |  | 0
|  |  | 4 | 80amp MPPT Solar Charge Controller | 1 | unit |  | 0
|  |  | 5 | 90v -250v Surge protection | 1 | unit |  | 0
|  |  | 6 | Solar array stand | 1 | unit |  | 0
|  |  | 7 | Concrete base for solar array stand. | 1 | unit |  | 0
|  |  |  | Installation (MCB, Battery cables, Load cables, solar array cables, …) i.e. : |  |  |  | 0
|  |  | 8 | AC MCB 120 amps | 1 | pc |  | 0
|  |  | 9 | DC MCB 120 amps | 1 | pc |  | 0
|  |  | 10 | DC PV Disconnect 120 amps | 1 | pc |  | 0
|  |  | 11 | Changeover switch 160Amps | 1 | pc |  | 0
|  |  | 12 | Battery cables – 35mm² Single Core Flex, PVC, PCP Cable | 20 | meter |  | 0
|  |  | 13 | Load cables: 16 mm² Three Core Flex nGS, PVC, PCP/EPR Cable | 35 | meter |  | 0
|  |  | 14 | Alternate supply cable 16 mm² three Core RHZ1 armored Cable. | 20 | meter |  | 0
|  |  | 15 | Solar array cables: 25 mm² | 40 | meter |  | 0
|  |  | 16 | 25 mm² bare single core grounding cable | 20 | meter |  | 0
|  |  | 17 | Battery rack for deep cycle batteries | 1 | unit |  | 0
|  |  | 18 | DC Combiner Box | 1 | unit |  | 0
|  |  | 19 | Solar freezer | 0 | unit |  | 0
|  |  | 20 | Distribution box | 1 | unit |  | 0
|  |  | 21 | Air Conditioner | 1 | unit |  | 0
|  |  | 22 | Solid rod Lightning arrestor | 1 | unit |  | 0
|  |  | 23 | Full Grounding station | 1 | unit |  | 0
|  |  | 24 | Inland transportation of all equipment to site | 1 | item |  | 0
|  |  | 25 | Complete installation of all equipment | 1 | item |  | 0
|  |  | 26 | Commisioning and testing | 1 | item |  | 0 |  | 0
2 | DUTSE | GENERAL HOSPITAL DUTSE | 1 | DC to AC Inverter | 1 | unit |  | 0
|  |  | 2 | Gel deep cycle Battery | 9 | units |  | 0
|  |  | 3 | Monocrystalline 300 watts Solar Panel | 18 | units |  | 0
|  |  | 4 | 80amp MPPT Solar Charge Controller | 1 | unit |  | 0
|  |  | 5 | 90v -250v Surge protection | 1 | unit |  | 0
|  |  | 6 | Solar array stand | 1 | unit |  | 0
|  |  | 7 | Concrete base for solar array stand. | 1 | unit |  | 0
|  |  |  | Installation (MCB, Battery cables, Load cables, solar array cables, …) i.e. : |  |  |  | 0
|  |  | 8 | AC MCB 120 amps | 1 | pc |  | 0
|  |  | 9 | DC MCB 120 amps | 1 | pc |  | 0
|  |  | 10 | DC PV Disconnect 120 amps | 1 | pc |  | 0
|  |  | 11 | Changeover switch 160Amps | 1 | pc |  | 0
|  |  | 12 | Battery cables – 35mm² Single Core Flex, PVC, PCP Cable | 20 | meter |  | 0
|  |  | 13 | Load cables: 16 mm² Three Core Flex nGS, PVC, PCP/EPR Cable | 35 | meter |  | 0
|  |  | 14 | Alternate supply cable 16 mm² three Core RHZ1 armored Cable. | 20 | meter |  | 0
|  |  | 15 | Solar array cables: 25 mm² | 40 | meter |  | 0
|  |  | 16 | 25 mm² bare single core grounding cable | 20 | meter |  | 0
|  |  | 17 | Battery rack for deep cycle batteries | 1 | unit |  | 0
|  |  | 18 | DC Combiner Box | 1 | unit |  | 0
|  |  | 19 | Solar freezer | 0 | unit |  | 0
|  |  | 20 | Distribution box | 1 | unit |  | 0
|  |  | 21 | Air Conditioner | 1 | unit |  | 0
|  |  | 22 | Solid rod Lightning arrestor | 1 | unit |  | 0
|  |  | 23 | Full Grounding station | 1 | unit |  | 0
|  |  | 24 | Inland transportation of all equipment to site | 1 | item |  | 0
|  |  | 25 | Complete installation of all equipment | 1 | item |  | 0
|  |  | 26 | Commisioning and testing | 1 | item |  | 0 |  | 0
3 | HADEIJIA | GENERAL HOSPITAL HADEIJIA | 1 | DC to AC Inverter | 1 | unit |  | 0
|  |  | 2 | Gel deep cycle Battery | 11 | units |  | 0
|  |  | 3 | Monocrystalline 300 watts Solar Panel | 18 | units |  | 0
|  |  | 4 | 80amp MPPT Solar Charge Controller | 1 | unit |  | 0
|  |  | 5 | 90v -250v Surge protection | 1 | unit |  | 0
|  |  | 6 | Solar array stand | 1 | unit |  | 0
|  |  | 7 | Concrete base for solar array stand. | 1 | unit |  | 0
|  |  |  | Installation (MCB, Battery cables, Load cables, solar array cables, …) i.e. : |  |  |  | 0
|  |  | 8 | AC MCB 120 amps | 1 | pc |  | 0
|  |  | 9 | DC MCB 120 amps | 1 | pc |  | 0
|  |  | 10 | DC PV Disconnect 120 amps | 1 | pc |  | 0
|  |  | 11 | Changeover switch 160Amps | 1 | pc |  | 0
|  |  | 12 | Battery cables – 35mm² Single Core Flex, PVC, PCP Cable | 20 | meter |  | 0
|  |  | 13 | Load cables: 16 mm² Three Core Flex nGS, PVC, PCP/EPR Cable | 35 | meter |  | 0
|  |  | 14 | Alternate supply cable 16 mm² three Core RHZ1 armored Cable. | 20 | meter |  | 0
|  |  | 15 | Solar array cables: 25 mm² | 40 | meter |  | 0
|  |  | 16 | 25 mm² bare single core grounding cable | 20 | meter |  | 0
|  |  | 17 | Battery rack for deep cycle batteries | 1 | unit |  | 0
|  |  | 18 | DC Combiner Box | 1 | unit |  | 0
|  |  | 19 | Solar freezer | 0 | unit |  | 0
|  |  | 20 | Distribution box | 1 | unit |  | 0
|  |  | 21 | Air Conditioner | 1 | unit |  | 0
|  |  | 22 | Solid rod Lightning arrestor | 1 | unit |  | 0
|  |  | 23 | Full Grounding station | 1 | unit |  | 0
|  |  | 24 | Inland transportation of all equipment to site | 1 | item |  | 0
|  |  | 25 | Complete installation of all equipment | 1 | item |  | 0
|  |  | 26 | Commisioning and testing | 1 | item |  | 0 |  | 0
4 | JAHUN | GENERAL HOSPITAL JAHUN | 1 | DC to AC Inverter | 1 | unit |  | 0
|  |  | 2 | Gel deep cycle Battery | 8 | units |  | 0
|  |  | 3 | Monocrystalline 300 watts Solar Panel | 18 | units |  | 0
|  |  | 4 | 80amp MPPT Solar Charge Controller | 1 | unit |  | 0
|  |  | 5 | 90v -250v Surge protection | 1 | unit |  | 0
|  |  | 6 | Solar array stand | 1 | unit |  | 0
|  |  | 7 | Concrete base for solar array stand. | 1 | unit |  | 0
|  |  |  | Installation (MCB, Battery cables, Load cables, solar array cables, …) i.e. : |  |  |  | 0
|  |  | 8 | AC MCB 120 amps | 1 | pc |  | 0
|  |  | 9 | DC MCB 120 amps | 1 | pc |  | 0
|  |  | 10 | DC PV Disconnect 120 amps | 1 | pc |  | 0
|  |  | 11 | Changeover switch 160Amps | 1 | pc |  | 0
|  |  | 12 | Battery cables – 35mm² Single Core Flex, PVC, PCP Cable | 20 | meter |  | 0
|  |  | 13 | Load cables: 16 mm² Three Core Flex nGS, PVC, PCP/EPR Cable | 35 | meter |  | 0
|  |  | 14 | Alternate supply cable 16 mm² three Core RHZ1 armored Cable. | 20 | meter |  | 0
|  |  | 15 | Solar array cables: 25 mm² | 40 | meter |  | 0
|  |  | 16 | 25 mm² bare single core grounding cable | 20 | meter |  | 0
|  |  | 17 | Battery rack for deep cycle batteries | 1 | unit |  | 0
|  |  | 18 | DC Combiner Box | 1 | unit |  | 0
|  |  | 19 | Solar freezer | 0 | unit |  | 0
|  |  | 20 | Distribution box | 1 | unit |  | 0
|  |  | 21 | Air Conditioner | 1 | unit |  | 0
|  |  | 22 | Solid rod Lightning arrestor | 1 | unit |  | 0
|  |  | 23 | Full Grounding station | 1 | unit |  | 0
|  |  | 24 | Inland transportation of all equipment to site | 1 | item |  | 0
|  |  | 25 | Complete installation of all equipment | 1 | item |  | 0
|  |  | 26 | Commisioning and testing | 1 | item |  | 0 |  | 0
5 | KAZAURE | GENERAL HOSPITAL KAZAURE | 1 | DC to AC Inverter | 1 | unit |  | 0
|  |  | 2 | Gel deep cycle Battery | 8 | units |  | 0
|  |  | 3 | Monocrystalline 300 watts Solar Panel | 18 | units |  | 0
|  |  | 4 | 80amp MPPT Solar Charge Controller | 1 | unit |  | 0
|  |  | 5 | 90v -250v Surge protection | 1 | unit |  | 0
|  |  | 6 | Solar array stand | 1 | unit |  | 0
|  |  | 7 | Concrete base for solar array stand. | 1 | unit |  | 0
|  |  |  | Installation (MCB, Battery cables, Load cables, solar array cables, …) i.e. : |  |  |  | 0
|  |  | 8 | AC MCB 120 amps | 1 | pc |  | 0
|  |  | 9 | DC MCB 120 amps | 1 | pc |  | 0
|  |  | 10 | DC PV Disconnect 120 amps | 1 | pc |  | 0
|  |  | 11 | Changeover switch 160Amps | 1 | pc |  | 0
|  |  | 12 | Battery cables – 35mm² Single Core Flex, PVC, PCP Cable | 20 | meter |  | 0
|  |  | 13 | Load cables: 16 mm² Three Core Flex nGS, PVC, PCP/EPR Cable | 35 | meter |  | 0
|  |  | 14 | Alternate supply cable 16 mm² three Core RHZ1 armored Cable. | 20 | meter |  | 0
|  |  | 15 | Solar array cables: 25 mm² | 40 | meter |  | 0
|  |  | 16 | 25 mm² bare single core grounding cable | 20 | meter |  | 0
|  |  | 17 | Battery rack for deep cycle batteries | 1 | unit |  | 0
|  |  | 18 | DC Combiner Box | 1 | unit |  | 0
|  |  | 19 | Solar freezer | 0 | unit |  | 0
|  |  | 20 | Distribution box | 1 | unit |  | 0
|  |  | 21 | Air Conditioner | 1 | unit |  | 0
|  |  | 22 | Solid rod Lightning arrestor | 1 | unit |  | 0
|  |  | 23 | Full Grounding station | 1 | unit |  | 0
|  |  | 24 | Inland transportation of all equipment to site | 1 | item |  | 0
|  |  | 25 | Complete installation of all equipment | 1 | item |  | 0
|  |  | 26 | Commisioning and testing | 1 | item |  | 0 |  | 0
6 | RINGIM | GENERAL HOSPITAL RINGIM | 1 | DC to AC Inverter | 1 | unit |  | 0
|  |  | 2 | Gel deep cycle Battery | 10 | units |  | 0
|  |  | 3 | Monocrystalline 300 watts Solar Panel | 18 | units |  | 0
|  |  | 4 | 80amp MPPT Solar Charge Controller | 1 | unit |  | 0
|  |  | 5 | 90v -250v Surge protection | 1 | unit |  | 0
|  |  | 6 | Solar array stand | 1 | unit |  | 0
|  |  | 7 | Concrete base for solar array stand. | 1 | unit |  | 0
|  |  |  | Installation (MCB, Battery cables, Load cables, solar array cables, …) i.e. : |  |  |  | 0
|  |  | 8 | AC MCB 120 amps | 1 | pc |  | 0
|  |  | 9 | DC MCB 120 amps | 1 | pc |  | 0
|  |  | 10 | DC PV Disconnect 120 amps | 1 | pc |  | 0
|  |  | 11 | Changeover switch 160Amps | 1 | pc |  | 0
|  |  | 12 | Battery cables – 35mm² Single Core Flex, PVC, PCP Cable | 20 | meter |  | 0
|  |  | 13 | Load cables: 16 mm² Three Core Flex nGS, PVC, PCP/EPR Cable | 35 | meter |  | 0
|  |  | 14 | Alternate supply cable 16 mm² three Core RHZ1 armored Cable. | 20 | meter |  | 0
|  |  | 15 | Solar array cables: 25 mm² | 40 | meter |  | 0
|  |  | 16 | 25 mm² bare single core grounding cable | 20 | meter |  | 0
|  |  | 17 | Battery rack for deep cycle batteries | 1 | unit |  | 0
|  |  | 18 | DC Combiner Box | 1 | unit |  | 0
|  |  | 19 | Solar freezer | 0 | unit |  | 0
|  |  | 20 | Distribution box | 1 | unit |  | 0
|  |  | 21 | Air Conditioner | 1 | unit |  | 0
|  |  | 22 | Solid rod Lightning arrestor | 1 | unit |  | 0
|  |  | 23 | Full Grounding station | 1 | unit |  | 0
|  |  | 24 | Inland transportation of all equipment to site | 1 | item |  | 0
|  |  | 25 | Complete installation of all equipment | 1 | item |  | 0
|  |  | 26 | Commisioning and testing | 1 | item |  | 0 |  | 0

## LOT 23 ONDO
S/N | LGA | FACILITY |  | ITEM | QTY | UNIT | UNIT COST | TOTAL COST | CURRENCY | TOTAL COST
1 | OWO | FEDERAL MEDICAL CENTER OWO | 1 | Load cables: 16 mm² Three Core Flex nGS, PVC, PCP/EPR Cable | 1 | unit |  | 0
|  |  | 2 | Gel deep cycle Battery | 8 | units |  | 0
|  |  | 3 | Monocrystalline 300 watts Solar Panel | 18 | units |  | 0
|  |  | 4 | 80amp MPPT Solar Charge Controller | 1 | unit |  | 0
|  |  | 5 | 90v -250v Surge protection | 1 | unit |  | 0
|  |  | 6 | Solar array stand | 1 | unit |  | 0
|  |  | 7 | Concrete base for solar array stand. | 1 | unit |  | 0
|  |  |  | Installation (MCB, Battery cables, Load cables, solar array cables, …) i.e. : |  |  |  | 0
|  |  | 8 | AC MCB 120 amps | 1 | pc |  | 0
|  |  | 9 | DC MCB 120 amps | 1 | pc |  | 0
|  |  | 10 | DC PV Disconnect 120 amps | 1 | pc |  | 0
|  |  | 11 | Changeover switch 160Amps | 1 | pc |  | 0
|  |  | 12 | Battery cables – 35mm² Single Core Flex, PVC, PCP Cable | 20 | meter |  | 0
|  |  | 13 | Load cables: 16 mm² Three Core Flex nGS, PVC, PCP/EPR Cable | 35 | meter |  | 0
|  |  | 14 | Alternate supply cable 16 mm² three Core RHZ1 armored Cable. | 20 | meter |  | 0
|  |  | 15 | Solar array cables: 25 mm² | 40 | meter |  | 0
|  |  | 16 | 25 mm² bare single core grounding cable | 20 | meter |  | 0
|  |  | 17 | Battery rack for deep cycle batteries | 1 | unit |  | 0
|  |  | 18 | DC Combiner Box | 1 | unit |  | 0
|  |  | 19 | Solar freezer | 0 | unit |  | 0
|  |  | 20 | Distribution box | 1 | unit |  | 0
|  |  | 21 | Air Conditioner | 0 | unit |  | 0
|  |  | 22 | Solid rod Lightning arrestor | 1 | unit |  | 0
|  |  | 23 | Full Grounding station | 1 | unit |  | 0
|  |  | 24 | Inland transportation of all equipment to site | 1 | item |  | 0
|  |  | 25 | Complete installation of all equipment | 1 | item |  | 0
|  |  | 26 | Commisioning and testing | 1 | item |  | 0 |  | 0
2 | IFEDORE | GENERAL HOSPITAL IGBARA-OKE | 1 | DC to AC Inverter | 1 | unit |  | 0
|  |  | 2 | Gel deep cycle Battery | 8 | units |  | 0
|  |  | 3 | Monocrystalline 300 watts Solar Panel | 25 | units |  | 0
|  |  | 4 | 80amp MPPT Solar Charge Controller | 1 | unit |  | 0
|  |  | 5 | 90v -250v Surge protection | 1 | unit |  | 0
|  |  | 6 | Solar array stand | 1 | unit |  | 0
|  |  | 7 | Concrete base for solar array stand. | 1 | unit |  | 0
|  |  |  | Installation (MCB, Battery cables, Load cables, solar array cables, …) i.e. : |  |  |  | 0
|  |  | 8 | AC MCB 120 amps | 1 | pc |  | 0
|  |  | 9 | DC MCB 120 amps | 1 | pc |  | 0
|  |  | 10 | DC PV Disconnect 120 amps | 1 | pc |  | 0
|  |  | 11 | Changeover switch 160Amps | 1 | pc |  | 0
|  |  | 12 | Battery cables – 35mm² Single Core Flex, PVC, PCP Cable | 20 | meter |  | 0
|  |  | 13 | Load cables: 16 mm² Three Core Flex nGS, PVC, PCP/EPR Cable | 35 | meter |  | 0
|  |  | 14 | Alternate supply cable 16 mm² three Core RHZ1 armored Cable. | 20 | meter |  | 0
|  |  | 15 | Solar array cables: 25 mm² | 40 | meter |  | 0
|  |  | 16 | 25 mm² bare single core grounding cable | 20 | meter |  | 0
|  |  | 17 | Battery rack for deep cycle batteries | 1 | unit |  | 0
|  |  | 18 | DC Combiner Box | 1 | unit |  | 0
|  |  | 19 | Solar freezer | 0 | unit |  | 0
|  |  | 20 | Distribution box | 1 | unit |  | 0
|  |  | 21 | Air Conditioner | 0 | unit |  | 0
|  |  | 22 | Solid rod Lightning arrestor | 1 | unit |  | 0
|  |  | 23 | Full Grounding station | 1 | unit |  | 0
|  |  | 24 | Inland transportation of all equipment to site | 1 | item |  | 0
|  |  | 25 | Complete installation of all equipment | 1 | item |  | 0
|  |  | 26 | Commisioning and testing | 1 | item |  | 0 |  | 0
3 | AKURE SOUTH | POLICE HOSPITAL AKURE | 1 | DC to AC Inverter | 1 | unit |  | 0
|  |  | 2 | Gel deep cycle Battery | 8 | units |  | 0
|  |  | 3 | Monocrystalline 300 watts Solar Panel | 18 | units |  | 0
|  |  | 4 | 80amp MPPT Solar Charge Controller | 1 | unit |  | 0
|  |  | 5 | 90v -250v Surge protection | 1 | unit |  | 0
|  |  | 6 | Solar array stand | 1 | unit |  | 0
|  |  | 7 | Concrete base for solar array stand. | 1 | unit |  | 0
|  |  |  | Installation (MCB, Battery cables, Load cables, solar array cables, …) i.e. : |  |  |  | 0
|  |  | 8 | AC MCB 120 amps | 1 | pc |  | 0
|  |  | 9 | DC MCB 120 amps | 1 | pc |  | 0
|  |  | 10 | DC PV Disconnect 120 amps | 1 | pc |  | 0
|  |  | 11 | Changeover switch 160Amps | 1 | pc |  | 0
|  |  | 12 | Battery cables – 35mm² Single Core Flex, PVC, PCP Cable | 20 | meter |  | 0
|  |  | 13 | Load cables: 16 mm² Three Core Flex nGS, PVC, PCP/EPR Cable | 35 | meter |  | 0
|  |  | 14 | Alternate supply cable 16 mm² three Core RHZ1 armored Cable. | 20 | meter |  | 0
|  |  | 15 | Solar array cables: 25 mm² | 40 | meter |  | 0
|  |  | 16 | 25 mm² bare single core grounding cable | 20 | meter |  | 0
|  |  | 17 | Battery rack for deep cycle batteries | 1 | unit |  | 0
|  |  | 18 | DC Combiner Box | 1 | unit |  | 0
|  |  | 19 | Solar freezer | 0 | unit |  | 0
|  |  | 20 | Distribution box | 1 | unit |  | 0
|  |  | 21 | Air Conditioner | 1 | unit |  | 0
|  |  | 22 | Solid rod Lightning arrestor | 1 | unit |  | 0
|  |  | 23 | Full Grounding station | 1 | unit |  | 0
|  |  | 24 | Inland transportation of all equipment to site | 1 | item |  | 0
|  |  | 25 | Complete installation of all equipment | 1 | item |  | 0
|  |  | 26 | Commisioning and testing | 1 | item |  | 0 |  | 0
4 | AKOKO NORTH-EAST | STATE HOSPITAL IKARE | 1 | DC to AC Inverter | 1 | unit |  | 0
|  |  | 2 | Gel deep cycle Battery | 48 | units |  | 0
|  |  | 3 | Monocrystalline 300 watts Solar Panel | 20 | units |  | 0
|  |  | 4 | 80amp MPPT Solar Charge Controller | 1 | unit |  | 0
|  |  | 5 | 90v -250v Surge protection | 1 | unit |  | 0
|  |  | 6 | Solar array stand | 1 | unit |  | 0
|  |  | 7 | Concrete base for solar array stand. | 1 | unit |  | 0
|  |  |  | Installation (MCB, Battery cables, Load cables, solar array cables, …) i.e. : |  |  |  | 0
|  |  | 8 | AC MCB 120 amps | 1 | pc |  | 0
|  |  | 9 | DC MCB 120 amps | 1 | pc |  | 0
|  |  | 10 | DC PV Disconnect 120 amps | 1 | pc |  | 0
|  |  | 11 | Changeover switch 160Amps | 1 | pc |  | 0
|  |  | 12 | Battery cables – 35mm² Single Core Flex, PVC, PCP Cable | 20 | meter |  | 0
|  |  | 13 | Load cables: 16 mm² Three Core Flex nGS, PVC, PCP/EPR Cable | 35 | meter |  | 0
|  |  | 14 | Alternate supply cable 16 mm² three Core RHZ1 armored Cable. | 20 | meter |  | 0
|  |  | 15 | Solar array cables: 25 mm² | 40 | meter |  | 0
|  |  | 16 | 25 mm² bare single core grounding cable | 20 | meter |  | 0
|  |  | 17 | Battery rack for deep cycle batteries | 1 | unit |  | 0
|  |  | 18 | DC Combiner Box | 1 | unit |  | 0
|  |  | 19 | Solar freezer | 0 | unit |  | 0
|  |  | 20 | Distribution box | 1 | unit |  | 0
|  |  | 21 | Air Conditioner | 0 | unit |  | 0
|  |  | 22 | Solid rod Lightning arrestor | 1 | unit |  | 0
|  |  | 23 | Full Grounding station | 1 | unit |  | 0
|  |  | 24 | Inland transportation of all equipment to site | 1 | item |  | 0
|  |  | 25 | Complete installation of all equipment | 1 | item |  | 0
|  |  | 26 | Commisioning and testing | 1 | item |  | 0 |  | 0
5 | AKURE SOUTH | STATE HOSPITAL AKURE | 1 | DC to AC Inverter | 1 | unit |  | 0
|  |  | 2 | Gel deep cycle Battery | 8 | units |  | 0
|  |  | 3 | Monocrystalline 300 watts Solar Panel | 18 | units |  | 0
|  |  | 4 | 80amp MPPT Solar Charge Controller | 1 | unit |  | 0
|  |  | 5 | 90v -250v Surge protection | 1 | unit |  | 0
|  |  | 6 | Solar array stand | 1 | unit |  | 0
|  |  | 7 | Concrete base for solar array stand. | 1 | unit |  | 0
|  |  |  | Installation (MCB, Battery cables, Load cables, solar array cables, …) i.e. : |  |  |  | 0
|  |  | 8 | AC MCB 120 amps | 1 | pc |  | 0
|  |  | 9 | DC MCB 120 amps | 1 | pc |  | 0
|  |  | 10 | DC PV Disconnect 120 amps | 1 | pc |  | 0
|  |  | 11 | Changeover switch 160Amps | 1 | pc |  | 0
|  |  | 12 | Battery cables – 35mm² Single Core Flex, PVC, PCP Cable | 20 | meter |  | 0
|  |  | 13 | Load cables: 16 mm² Three Core Flex nGS, PVC, PCP/EPR Cable | 35 | meter |  | 0
|  |  | 14 | Alternate supply cable 16 mm² three Core RHZ1 armored Cable. | 20 | meter |  | 0
|  |  | 15 | Solar array cables: 25 mm² | 40 | meter |  | 0
|  |  | 16 | 25 mm² bare single core grounding cable | 20 | meter |  | 0
|  |  | 17 | Battery rack for deep cycle batteries | 1 | unit |  | 0
|  |  | 18 | DC Combiner Box | 1 | unit |  | 0
|  |  | 19 | Solar freezer | 1 | unit |  | 0
|  |  | 20 | Distribution box | 1 | unit |  | 0
|  |  | 21 | Air Conditioner | 1 | unit |  | 0
|  |  | 22 | Solid rod Lightning arrestor | 1 | unit |  | 0
|  |  | 23 | Full Grounding station | 1 | unit |  | 0
|  |  | 24 | Inland transportation of all equipment to site | 1 | item |  | 0
|  |  | 25 | Complete installation of all equipment | 1 | item |  | 0
|  |  | 26 | Commisioning and testing | 1 | item |  | 0 |  | 0
6 | OKITIPUPA | STATE SPECIALIST HOSPITAL OKITIPUPA | 1 | DC to AC Inverter | 1 | unit |  | 0
|  |  | 2 | Gel deep cycle Battery | 0 | units |  | 0
|  |  | 3 | Monocrystalline 300 watts Solar Panel | 22 | units |  | 0
|  |  | 4 | 80amp MPPT Solar Charge Controller | 1 | unit |  | 0
|  |  | 5 | 90v -250v Surge protection | 1 | unit |  | 0
|  |  | 6 | Solar array stand | 1 | unit |  | 0
|  |  | 7 | Concrete base for solar array stand. | 1 | unit |  | 0
|  |  |  | Installation (MCB, Battery cables, Load cables, solar array cables, …) i.e. : |  |  |  | 0
|  |  | 8 | AC MCB 120 amps | 1 | pc |  | 0
|  |  | 9 | DC MCB 120 amps | 1 | pc |  | 0
|  |  | 10 | DC PV Disconnect 120 amps | 1 | pc |  | 0
|  |  | 11 | Changeover switch 160Amps | 1 | pc |  | 0
|  |  | 12 | Battery cables – 35mm² Single Core Flex, PVC, PCP Cable | 20 | meter |  | 0
|  |  | 13 | Load cables: 16 mm² Three Core Flex nGS, PVC, PCP/EPR Cable | 35 | meter |  | 0
|  |  | 14 | Alternate supply cable 16 mm² three Core RHZ1 armored Cable. | 20 | meter |  | 0
|  |  | 15 | Solar array cables: 25 mm² | 40 | meter |  | 0
|  |  | 16 | 25 mm² bare single core grounding cable | 20 | meter |  | 0
|  |  | 17 | Battery rack for deep cycle batteries | 1 | unit |  | 0
|  |  | 18 | DC Combiner Box | 1 | unit |  | 0
|  |  | 19 | Solar freezer | 0 | unit |  | 0
|  |  | 20 | Distribution box | 1 | unit |  | 0
|  |  | 21 | Air Conditioner | 0 | unit |  | 0
|  |  | 22 | Solid rod Lightning arrestor | 1 | unit |  | 0
|  |  | 23 | Full Grounding station | 1 | unit |  | 0
|  |  | 24 | Inland transportation of all equipment to site | 1 | item |  | 0
|  |  | 25 | Complete installation of all equipment | 1 | item |  | 0
|  |  | 26 | Commisioning and testing | 1 | item |  | 0 |  | 0
7 | ONDO WEST | STATE SPECIALIST HOSPITAL ONDO | 1 | DC to AC Inverter | 1 | unit |  | 0
|  |  | 2 | Gel deep cycle Battery | 12 | units |  | 0
|  |  | 3 | Monocrystalline 300 watts Solar Panel | 18 | units |  | 0
|  |  | 4 | 80amp MPPT Solar Charge Controller | 1 | unit |  | 0
|  |  | 5 | 90v -250v Surge protection | 1 | unit |  | 0
|  |  | 6 | Solar array stand | 1 | unit |  | 0
|  |  | 7 | Concrete base for solar array stand. | 1 | unit |  | 0
|  |  |  | Installation (MCB, Battery cables, Load cables, solar array cables, …) i.e. : |  |  |  | 0
|  |  | 8 | AC MCB 120 amps | 1 | pc |  | 0
|  |  | 9 | DC MCB 120 amps | 1 | pc |  | 0
|  |  | 10 | DC PV Disconnect 120 amps | 1 | pc |  | 0
|  |  | 11 | Changeover switch 160Amps | 1 | pc |  | 0
|  |  | 12 | Battery cables – 35mm² Single Core Flex, PVC, PCP Cable | 20 | meter |  | 0
|  |  | 13 | Load cables: 16 mm² Three Core Flex nGS, PVC, PCP/EPR Cable | 35 | meter |  | 0
|  |  | 14 | Alternate supply cable 16 mm² three Core RHZ1 armored Cable. | 20 | meter |  | 0
|  |  | 15 | Solar array cables: 25 mm² | 40 | meter |  | 0
|  |  | 16 | 25 mm² bare single core grounding cable | 20 | meter |  | 0
|  |  | 17 | Battery rack for deep cycle batteries | 1 | unit |  | 0
|  |  | 18 | DC Combiner Box | 1 | unit |  | 0
|  |  | 19 | Solar freezer | 0 | unit |  | 0
|  |  | 20 | Distribution box | 1 | unit |  | 0
|  |  | 21 | Air Conditioner | 0 | unit |  | 0
|  |  | 22 | Solid rod Lightning arrestor | 1 | unit |  | 0
|  |  | 23 | Full Grounding station | 1 | unit |  | 0
|  |  | 24 | Inland transportation of all equipment to site | 1 | item |  | 0
|  |  | 25 | Complete installation of all equipment | 1 | item |  | 0
|  |  | 26 | Commisioning and testing | 1 | item |  | 0 |  | 0

## LOT 24 OSUN
S/N | LGA | FACILITY |  | ITEM | QTY | UNIT | UNIT COST | TOTAL COST | CURRENCY | TOTAL COST
1 | EJIGBO | BAPRTIST HOSPITAL EJIGBO | 1 | Load cables: 16 mm² Three Core Flex nGS, PVC, PCP/EPR Cable | 0 | unit |  | 0
|  |  | 2 | Gel deep cycle Battery | 8 | units |  | 0
|  |  | 3 | Monocrystalline 300 watts Solar Panel | 25 | units |  | 0
|  |  | 4 | 80amp MPPT Solar Charge Controller | 1 | unit |  | 0
|  |  | 5 | 90v -250v Surge protection | 1 | unit |  | 0
|  |  | 6 | Solar array stand | 1 | unit |  | 0
|  |  | 7 | Concrete base for solar array stand. | 1 | unit |  | 0
|  |  |  | Installation (MCB, Battery cables, Load cables, solar array cables, …) i.e. : |  |  |  | 0
|  |  | 8 | AC MCB 120 amps | 1 | pc |  | 0
|  |  | 9 | DC MCB 120 amps | 1 | pc |  | 0
|  |  | 10 | DC PV Disconnect 120 amps | 1 | pc |  | 0
|  |  | 11 | Changeover switch 160Amps | 1 | pc |  | 0
|  |  | 12 | Battery cables – 35mm² Single Core Flex, PVC, PCP Cable | 20 | meter |  | 0
|  |  | 13 | Load cables: 16 mm² Three Core Flex nGS, PVC, PCP/EPR Cable | 35 | meter |  | 0
|  |  | 14 | Alternate supply cable 16 mm² three Core RHZ1 armored Cable. | 20 | meter |  | 0
|  |  | 15 | Solar array cables: 25 mm² | 40 | meter |  | 0
|  |  | 16 | 25 mm² bare single core grounding cable | 20 | meter |  | 0
|  |  | 17 | Battery rack for deep cycle batteries | 1 | unit |  | 0
|  |  | 18 | DC Combiner Box | 1 | unit |  | 0
|  |  | 19 | Solar freezer | 0 | unit |  | 0
|  |  | 20 | Distribution box | 1 | unit |  | 0
|  |  | 21 | Air Conditioner | 1 | unit |  | 0
|  |  | 22 | Solid rod Lightning arrestor | 1 | unit |  | 0
|  |  | 23 | Full Grounding station | 1 | unit |  | 0
|  |  | 24 | Inland transportation of all equipment to site | 1 | item |  | 0
|  |  | 25 | Complete installation of all equipment | 1 | item |  | 0
|  |  | 26 | Commisioning and testing | 1 | item |  | 0 |  | 0
2 | EDE | GENERAL HOSPITAL EDE | 1 | DC to AC Inverter | 1 | unit |  | 0
|  |  | 2 | Gel deep cycle Battery | 9 | units |  | 0
|  |  | 3 | Monocrystalline 300 watts Solar Panel | 18 | units |  | 0
|  |  | 4 | 80amp MPPT Solar Charge Controller | 1 | unit |  | 0
|  |  | 5 | 90v -250v Surge protection | 1 | unit |  | 0
|  |  | 6 | Solar array stand | 1 | unit |  | 0
|  |  | 7 | Concrete base for solar array stand. | 1 | unit |  | 0
|  |  |  | Installation (MCB, Battery cables, Load cables, solar array cables, …) i.e. : |  |  |  | 0
|  |  | 8 | AC MCB 120 amps | 1 | pc |  | 0
|  |  | 9 | DC MCB 120 amps | 1 | pc |  | 0
|  |  | 10 | DC PV Disconnect 120 amps | 1 | pc |  | 0
|  |  | 11 | Changeover switch 160Amps | 1 | pc |  | 0
|  |  | 12 | Battery cables – 35mm² Single Core Flex, PVC, PCP Cable | 20 | meter |  | 0
|  |  | 13 | Load cables: 16 mm² Three Core Flex nGS, PVC, PCP/EPR Cable | 35 | meter |  | 0
|  |  | 14 | Alternate supply cable 16 mm² three Core RHZ1 armored Cable. | 20 | meter |  | 0
|  |  | 15 | Solar array cables: 25 mm² | 40 | meter |  | 0
|  |  | 16 | 25 mm² bare single core grounding cable | 20 | meter |  | 0
|  |  | 17 | Battery rack for deep cycle batteries | 1 | unit |  | 0
|  |  | 18 | DC Combiner Box | 1 | unit |  | 0
|  |  | 19 | Solar freezer | 0 | unit |  | 0
|  |  | 20 | Distribution box | 1 | unit |  | 0
|  |  | 21 | Air Conditioner | 1 | unit |  | 0
|  |  | 22 | Solid rod Lightning arrestor | 1 | unit |  | 0
|  |  | 23 | Full Grounding station | 1 | unit |  | 0
|  |  | 24 | Inland transportation of all equipment to site | 1 | item |  | 0
|  |  | 25 | Complete installation of all equipment | 1 | item |  | 0
|  |  | 26 | Commisioning and testing | 1 | item |  | 0 |  | 0
3 | OLORUNDA | LAUTECH TEACHING HOSPITAL | 1 | DC to AC Inverter | 1 | unit |  | 0
|  |  | 2 | Gel deep cycle Battery | 9 | units |  | 0
|  |  | 3 | Monocrystalline 300 watts Solar Panel | 18 | units |  | 0
|  |  | 4 | 80amp MPPT Solar Charge Controller | 1 | unit |  | 0
|  |  | 5 | 90v -250v Surge protection | 1 | unit |  | 0
|  |  | 6 | Solar array stand | 1 | unit |  | 0
|  |  | 7 | Concrete base for solar array stand. | 1 | unit |  | 0
|  |  |  | Installation (MCB, Battery cables, Load cables, solar array cables, …) i.e. : |  |  |  | 0
|  |  | 8 | AC MCB 120 amps | 1 | pc |  | 0
|  |  | 9 | DC MCB 120 amps | 1 | pc |  | 0
|  |  | 10 | DC PV Disconnect 120 amps | 1 | pc |  | 0
|  |  | 11 | Changeover switch 160Amps | 1 | pc |  | 0
|  |  | 12 | Battery cables – 35mm² Single Core Flex, PVC, PCP Cable | 20 | meter |  | 0
|  |  | 13 | Load cables: 16 mm² Three Core Flex nGS, PVC, PCP/EPR Cable | 35 | meter |  | 0
|  |  | 14 | Alternate supply cable 16 mm² three Core RHZ1 armored Cable. | 20 | meter |  | 0
|  |  | 15 | Solar array cables: 25 mm² | 40 | meter |  | 0
|  |  | 16 | 25 mm² bare single core grounding cable | 20 | meter |  | 0
|  |  | 17 | Battery rack for deep cycle batteries | 1 | unit |  | 0
|  |  | 18 | DC Combiner Box | 1 | unit |  | 0
|  |  | 19 | Solar freezer | 0 | unit |  | 0
|  |  | 20 | Distribution box | 1 | unit |  | 0
|  |  | 21 | Air Conditioner | 0 | unit |  | 0
|  |  | 22 | Solid rod Lightning arrestor | 1 | unit |  | 0
|  |  | 23 | Full Grounding station | 1 | unit |  | 0
|  |  | 24 | Inland transportation of all equipment to site | 1 | item |  | 0
|  |  | 25 | Complete installation of all equipment | 1 | item |  | 0
|  |  | 26 | Commisioning and testing | 1 | item |  | 0 |  | 0
4 | ILESA-EAST | OBA ADENLE MEMORIAL HOSPITAL ILESA | 1 | DC to AC Inverter | 1 | unit |  | 0
|  |  | 2 | Gel deep cycle Battery | 9 | units |  | 0
|  |  | 3 | Monocrystalline 300 watts Solar Panel | 18 | units |  | 0
|  |  | 4 | 80amp MPPT Solar Charge Controller | 1 | unit |  | 0
|  |  | 5 | 90v -250v Surge protection | 1 | unit |  | 0
|  |  | 6 | Solar array stand | 1 | unit |  | 0
|  |  | 7 | Concrete base for solar array stand. | 1 | unit |  | 0
|  |  |  | Installation (MCB, Battery cables, Load cables, solar array cables, …) i.e. : |  |  |  | 0
|  |  | 8 | AC MCB 120 amps | 1 | pc |  | 0
|  |  | 9 | DC MCB 120 amps | 1 | pc |  | 0
|  |  | 10 | DC PV Disconnect 120 amps | 1 | pc |  | 0
|  |  | 11 | Changeover switch 160Amps | 1 | pc |  | 0
|  |  | 12 | Battery cables – 35mm² Single Core Flex, PVC, PCP Cable | 20 | meter |  | 0
|  |  | 13 | Load cables: 16 mm² Three Core Flex nGS, PVC, PCP/EPR Cable | 35 | meter |  | 0
|  |  | 14 | Alternate supply cable 16 mm² three Core RHZ1 armored Cable. | 20 | meter |  | 0
|  |  | 15 | Solar array cables: 25 mm² | 40 | meter |  | 0
|  |  | 16 | 25 mm² bare single core grounding cable | 20 | meter |  | 0
|  |  | 17 | Battery rack for deep cycle batteries | 1 | unit |  | 0
|  |  | 18 | DC Combiner Box | 1 | unit |  | 0
|  |  | 19 | Solar freezer | 0 | unit |  | 0
|  |  | 20 | Distribution box | 1 | unit |  | 0
|  |  | 21 | Air Conditioner | 0 | unit |  | 0
|  |  | 22 | Solid rod Lightning arrestor | 1 | unit |  | 0
|  |  | 23 | Full Grounding station | 1 | unit |  | 0
|  |  | 24 | Inland transportation of all equipment to site | 1 | item |  | 0
|  |  | 25 | Complete installation of all equipment | 1 | item |  | 0
|  |  | 26 | Commisioning and testing | 1 | item |  | 0 |  | 0
5 | IFE EAST | OAUTH | 1 | DC to AC Inverter | 0 | unit |  | 0
|  |  | 2 | Gel deep cycle Battery | 0 | units |  | 0
|  |  | 3 | Monocrystalline 300 watts Solar Panel | 0 | units |  | 0
|  |  | 4 | 80amp MPPT Solar Charge Controller | 0 | unit |  | 0
|  |  | 5 | 90v -250v Surge protection | 0 | unit |  | 0
|  |  | 6 | Solar array stand | 0 | unit |  | 0
|  |  | 7 | Concrete base for solar array stand. | 0 | unit |  | 0
|  |  |  | Installation (MCB, Battery cables, Load cables, solar array cables, …) i.e. : |  |  |  | 0
|  |  | 8 | AC MCB 120 amps | 0 | pc |  | 0
|  |  | 9 | DC MCB 120 amps | 0 | pc |  | 0
|  |  | 10 | DC PV Disconnect 120 amps | 0 | pc |  | 0
|  |  | 11 | Changeover switch 160Amps | 0 | pc |  | 0
|  |  | 12 | Battery cables – 35mm² Single Core Flex, PVC, PCP Cable | 0 | meter |  | 0
|  |  | 13 | Load cables: 16 mm² Three Core Flex nGS, PVC, PCP/EPR Cable | 0 | meter |  | 0
|  |  | 14 | Alternate supply cable 16 mm² three Core RHZ1 armored Cable. | 0 | meter |  | 0
|  |  | 15 | Solar array cables: 25 mm² | 0 | meter |  | 0
|  |  | 16 | 25 mm² bare single core grounding cable | 0 | meter |  | 0
|  |  | 17 | Battery rack for deep cycle batteries | 0 | unit |  | 0
|  |  | 18 | DC Combiner Box | 0 | unit |  | 0
|  |  | 19 | Solar freezer | 1 | unit |  | 0
|  |  | 20 | Distribution box | 0 | unit |  | 0
|  |  | 21 | Air Conditioner | 1 | unit |  | 0
|  |  | 22 | Solid rod Lightning arrestor | 0 | unit |  | 0
|  |  | 23 | Full Grounding station | 0 | unit |  | 0
|  |  | 24 | Inland transportation of all equipment to site | 1 | item |  | 0
|  |  | 25 | Complete installation of all equipment | 1 | item |  | 0
|  |  | 26 | Commisioning and testing | 0 | item |  | 0 |  | 0
6 | OSOGBO | PHC OKE BAALE | 1 | DC to AC Inverter | 1 | unit |  | 0
|  |  | 2 | Gel deep cycle Battery | 10 | units |  | 0
|  |  | 3 | Monocrystalline 300 watts Solar Panel | 18 | units |  | 0
|  |  | 4 | 80amp MPPT Solar Charge Controller | 1 | unit |  | 0
|  |  | 5 | 90v -250v Surge protection | 1 | unit |  | 0
|  |  | 6 | Solar array stand | 1 | unit |  | 0
|  |  | 7 | Concrete base for solar array stand. | 1 | unit |  | 0
|  |  |  | Installation (MCB, Battery cables, Load cables, solar array cables, …) i.e. : |  |  |  | 0
|  |  | 8 | AC MCB 120 amps | 1 | pc |  | 0
|  |  | 9 | DC MCB 120 amps | 1 | pc |  | 0
|  |  | 10 | DC PV Disconnect 120 amps | 1 | pc |  | 0
|  |  | 11 | Changeover switch 160Amps | 1 | pc |  | 0
|  |  | 12 | Battery cables – 35mm² Single Core Flex, PVC, PCP Cable | 20 | meter |  | 0
|  |  | 13 | Load cables: 16 mm² Three Core Flex nGS, PVC, PCP/EPR Cable | 35 | meter |  | 0
|  |  | 14 | Alternate supply cable 16 mm² three Core RHZ1 armored Cable. | 20 | meter |  | 0
|  |  | 15 | Solar array cables: 25 mm² | 40 | meter |  | 0
|  |  | 16 | 25 mm² bare single core grounding cable | 20 | meter |  | 0
|  |  | 17 | Battery rack for deep cycle batteries | 1 | unit |  | 0
|  |  | 18 | DC Combiner Box | 1 | unit |  | 0
|  |  | 19 | Solar freezer | 0 | unit |  | 0
|  |  | 20 | Distribution box | 1 | unit |  | 0
|  |  | 21 | Air Conditioner | 1 | unit |  | 0
|  |  | 22 | Solid rod Lightning arrestor | 1 | unit |  | 0
|  |  | 23 | Full Grounding station | 1 | unit |  | 0
|  |  | 24 | Inland transportation of all equipment to site | 1 | item |  | 0
|  |  | 25 | Complete installation of all equipment | 1 | item |  | 0
|  |  | 26 | Commisioning and testing | 1 | item |  | 0 |  | 0
7 | IFE CENTRAL | SEVENTH DAY ADVENTIST HOSPITAL ILE-IFE | 1 | DC to AC Inverter | 1 | unit |  | 0
|  |  | 2 | Gel deep cycle Battery | 8 | units |  | 0
|  |  | 3 | Monocrystalline 300 watts Solar Panel | 18 | units |  | 0
|  |  | 4 | 80amp MPPT Solar Charge Controller | 1 | unit |  | 0
|  |  | 5 | 90v -250v Surge protection | 1 | unit |  | 0
|  |  | 6 | Solar array stand | 1 | unit |  | 0
|  |  | 7 | Concrete base for solar array stand. | 1 | unit |  | 0
|  |  |  | Installation (MCB, Battery cables, Load cables, solar array cables, …) i.e. : |  |  |  | 0
|  |  | 8 | AC MCB 120 amps | 1 | pc |  | 0
|  |  | 9 | DC MCB 120 amps | 1 | pc |  | 0
|  |  | 10 | DC PV Disconnect 120 amps | 1 | pc |  | 0
|  |  | 11 | Changeover switch 160Amps | 1 | pc |  | 0
|  |  | 12 | Battery cables – 35mm² Single Core Flex, PVC, PCP Cable | 20 | meter |  | 0
|  |  | 13 | Load cables: 16 mm² Three Core Flex nGS, PVC, PCP/EPR Cable | 35 | meter |  | 0
|  |  | 14 | Alternate supply cable 16 mm² three Core RHZ1 armored Cable. | 20 | meter |  | 0
|  |  | 15 | Solar array cables: 25 mm² | 40 | meter |  | 0
|  |  | 16 | 25 mm² bare single core grounding cable | 20 | meter |  | 0
|  |  | 17 | Battery rack for deep cycle batteries | 1 | unit |  | 0
|  |  | 18 | DC Combiner Box | 1 | unit |  | 0
|  |  | 19 | Solar freezer | 0 | unit |  | 0
|  |  | 20 | Distribution box | 1 | unit |  | 0
|  |  | 21 | Air Conditioner | 0 | unit |  | 0
|  |  | 22 | Solid rod Lightning arrestor | 1 | unit |  | 0
|  |  | 23 | Full Grounding station | 1 | unit |  | 0
|  |  | 24 | Inland transportation of all equipment to site | 1 | item |  | 0
|  |  | 25 | Complete installation of all equipment | 1 | item |  | 0
|  |  | 26 | Commisioning and testing | 1 | item |  | 0 |  | 0
8 | OSOGBO | STATE HOSPITAL ASUBIARO | 1 | DC to AC Inverter | 0 | unit |  | 0
|  |  | 2 | Gel deep cycle Battery | 8 | units |  | 0
|  |  | 3 | Monocrystalline 300 watts Solar Panel | 25 | units |  | 0
|  |  | 4 | 80amp MPPT Solar Charge Controller | 1 | unit |  | 0
|  |  | 5 | 90v -250v Surge protection | 1 | unit |  | 0
|  |  | 6 | Solar array stand | 1 | unit |  | 0
|  |  | 7 | Concrete base for solar array stand. | 1 | unit |  | 0
|  |  |  | Installation (MCB, Battery cables, Load cables, solar array cables, …) i.e. : |  |  |  | 0
|  |  | 8 | AC MCB 120 amps | 1 | pc |  | 0
|  |  | 9 | DC MCB 120 amps | 1 | pc |  | 0
|  |  | 10 | DC PV Disconnect 120 amps | 1 | pc |  | 0
|  |  | 11 | Changeover switch 160Amps | 1 | pc |  | 0
|  |  | 12 | Battery cables – 35mm² Single Core Flex, PVC, PCP Cable | 20 | meter |  | 0
|  |  | 13 | Load cables: 16 mm² Three Core Flex nGS, PVC, PCP/EPR Cable | 35 | meter |  | 0
|  |  | 14 | Alternate supply cable 16 mm² three Core RHZ1 armored Cable. | 20 | meter |  | 0
|  |  | 15 | Solar array cables: 25 mm² | 40 | meter |  | 0
|  |  | 16 | 25 mm² bare single core grounding cable | 20 | meter |  | 0
|  |  | 17 | Battery rack for deep cycle batteries | 1 | unit |  | 0
|  |  | 18 | DC Combiner Box | 1 | unit |  | 0
|  |  | 19 | Solar freezer | 0 | unit |  | 0
|  |  | 20 | Distribution box | 1 | unit |  | 0
|  |  | 21 | Air Conditioner | 0 | unit |  | 0
|  |  | 22 | Solid rod Lightning arrestor | 1 | unit |  | 0
|  |  | 23 | Full Grounding station | 1 | unit |  | 0
|  |  | 24 | Inland transportation of all equipment to site | 1 | item |  | 0
|  |  | 25 | Complete installation of all equipment | 1 | item |  | 0
|  |  | 26 | Commisioning and testing | 1 | item |  | 0 |  | 0
9 | IKIRE | STATE HOSPITAL IKIRE | 1 | DC to AC Inverter | 1 | unit |  | 0
|  |  | 2 | Gel deep cycle Battery | 10 | units |  | 0
|  |  | 3 | Monocrystalline 300 watts Solar Panel | 25 | units |  | 0
|  |  | 4 | 80amp MPPT Solar Charge Controller | 1 | unit |  | 0
|  |  | 5 | 90v -250v Surge protection | 1 | unit |  | 0
|  |  | 6 | Solar array stand | 1 | unit |  | 0
|  |  | 7 | Concrete base for solar array stand. | 1 | unit |  | 0
|  |  |  | Installation (MCB, Battery cables, Load cables, solar array cables, …) i.e. : |  |  |  | 0
|  |  | 8 | AC MCB 120 amps | 1 | pc |  | 0
|  |  | 9 | DC MCB 120 amps | 1 | pc |  | 0
|  |  | 10 | DC PV Disconnect 120 amps | 1 | pc |  | 0
|  |  | 11 | Changeover switch 160Amps | 1 | pc |  | 0
|  |  | 12 | Battery cables – 35mm² Single Core Flex, PVC, PCP Cable | 20 | meter |  | 0
|  |  | 13 | Load cables: 16 mm² Three Core Flex nGS, PVC, PCP/EPR Cable | 35 | meter |  | 0
|  |  | 14 | Alternate supply cable 16 mm² three Core RHZ1 armored Cable. | 20 | meter |  | 0
|  |  | 15 | Solar array cables: 25 mm² | 40 | meter |  | 0
|  |  | 16 | 25 mm² bare single core grounding cable | 20 | meter |  | 0
|  |  | 17 | Battery rack for deep cycle batteries | 1 | unit |  | 0
|  |  | 18 | DC Combiner Box | 1 | unit |  | 0
|  |  | 19 | Solar freezer | 0 | unit |  | 0
|  |  | 20 | Distribution box | 1 | unit |  | 0
|  |  | 21 | Air Conditioner | 1 | unit |  | 0
|  |  | 22 | Solid rod Lightning arrestor | 1 | unit |  | 0
|  |  | 23 | Full Grounding station | 1 | unit |  | 0
|  |  | 24 | Inland transportation of all equipment to site | 1 | item |  | 0
|  |  | 25 | Complete installation of all equipment | 1 | item |  | 0
|  |  | 26 | Commisioning and testing | 1 | item |  | 0 |  | 0
10 | IFELODUN | STATE HOSPITAL IKIRUN | 1 | DC to AC Inverter | 1 | unit |  | 0
|  |  | 2 | Gel deep cycle Battery | 8 | units |  | 0
|  |  | 3 | Monocrystalline 300 watts Solar Panel | 18 | units |  | 0
|  |  | 4 | 80amp MPPT Solar Charge Controller | 1 | unit |  | 0
|  |  | 5 | 90v -250v Surge protection | 1 | unit |  | 0
|  |  | 6 | Solar array stand | 1 | unit |  | 0
|  |  | 7 | Concrete base for solar array stand. | 1 | unit |  | 0
|  |  |  | Installation (MCB, Battery cables, Load cables, solar array cables, …) i.e. : |  |  |  | 0
|  |  | 8 | AC MCB 120 amps | 1 | pc |  | 0
|  |  | 9 | DC MCB 120 amps | 1 | pc |  | 0
|  |  | 10 | DC PV Disconnect 120 amps | 1 | pc |  | 0
|  |  | 11 | Changeover switch 160Amps | 1 | pc |  | 0
|  |  | 12 | Battery cables – 35mm² Single Core Flex, PVC, PCP Cable | 20 | meter |  | 0
|  |  | 13 | Load cables: 16 mm² Three Core Flex nGS, PVC, PCP/EPR Cable | 35 | meter |  | 0
|  |  | 14 | Alternate supply cable 16 mm² three Core RHZ1 armored Cable. | 20 | meter |  | 0
|  |  | 15 | Solar array cables: 25 mm² | 40 | meter |  | 0
|  |  | 16 | 25 mm² bare single core grounding cable | 20 | meter |  | 0
|  |  | 17 | Battery rack for deep cycle batteries | 1 | unit |  | 0
|  |  | 18 | DC Combiner Box | 1 | unit |  | 0
|  |  | 19 | Solar freezer | 0 | unit |  | 0
|  |  | 20 | Distribution box | 1 | unit |  | 0
|  |  | 21 | Air Conditioner | 1 | unit |  | 0
|  |  | 22 | Solid rod Lightning arrestor | 1 | unit |  | 0
|  |  | 23 | Full Grounding station | 1 | unit |  | 0
|  |  | 24 | Inland transportation of all equipment to site | 1 | item |  | 0
|  |  | 25 | Complete installation of all equipment | 1 | item |  | 0
|  |  | 26 | Commisioning and testing | 1 | item |  | 0 |  | 0

## LOT 25 PLATEAU
S/N | LGA | FACILITY |  | ITEM | QTY | UNIT | UNIT COST | TOTAL COST | CURRENCY | TOTAL COST
1 | JOS SOUTH | 347 NIGERIAN AIRFORCE HOSPITAL | 1 | Load cables: 16 mm² Three Core Flex nGS, PVC, PCP/EPR Cable | 1 | unit |  | 0
|  |  | 2 | Gel deep cycle Battery | 12 | units |  | 0
|  |  | 3 | Monocrystalline 300 watts Solar Panel | 18 | units |  | 0
|  |  | 4 | 80amp MPPT Solar Charge Controller | 1 | unit |  | 0
|  |  | 5 | 90v -250v Surge protection | 1 | unit |  | 0
|  |  | 6 | Solar array stand | 1 | unit |  | 0
|  |  | 7 | Concrete base for solar array stand. | 1 | unit |  | 0
|  |  |  | Installation (MCB, Battery cables, Load cables, solar array cables, …) i.e. : |  |  |  | 0
|  |  | 8 | AC MCB 120 amps | 1 | pc |  | 0
|  |  | 9 | DC MCB 120 amps | 1 | pc |  | 0
|  |  | 10 | DC PV Disconnect 120 amps | 1 | pc |  | 0
|  |  | 11 | Changeover switch 160Amps | 1 | pc |  | 0
|  |  | 12 | Battery cables – 35mm² Single Core Flex, PVC, PCP Cable | 20 | meter |  | 0
|  |  | 13 | Load cables: 16 mm² Three Core Flex nGS, PVC, PCP/EPR Cable | 35 | meter |  | 0
|  |  | 14 | Alternate supply cable 16 mm² three Core RHZ1 armored Cable. | 20 | meter |  | 0
|  |  | 15 | Solar array cables: 25 mm² | 40 | meter |  | 0
|  |  | 16 | 25 mm² bare single core grounding cable | 20 | meter |  | 0
|  |  | 17 | Battery rack for deep cycle batteries | 1 | unit |  | 0
|  |  | 18 | DC Combiner Box | 1 | unit |  | 0
|  |  | 19 | Solar freezer | 0 | unit |  | 0
|  |  | 20 | Distribution box | 1 | unit |  | 0
|  |  | 21 | Air Conditioner | 1 | unit |  | 0
|  |  | 22 | Solid rod Lightning arrestor | 1 | unit |  | 0
|  |  | 23 | Full Grounding station | 1 | unit |  | 0
|  |  | 24 | Inland transportation of all equipment to site | 1 | item |  | 0
|  |  | 25 | Complete installation of all equipment | 1 | item |  | 0
|  |  | 26 | Commisioning and testing | 1 | item |  | 0
|  |  | 27 | Automatic Voltage Regulator | 1 | unit |  | 0
|  |  | 28 | Extractor fan | 1 | unit |  | 0 |  | 0
2 | JOS NORTH | BINGHAM UNIVERSITY TEACHING HOSPITAL | 1 | DC to AC Inverter | 1 | unit |  | 0
|  |  | 2 | Gel deep cycle Battery | 12 | units |  | 0
|  |  | 3 | Monocrystalline 300 watts Solar Panel | 18 | units |  | 0
|  |  | 4 | 80amp MPPT Solar Charge Controller | 1 | unit |  | 0
|  |  | 5 | 90v -250v Surge protection | 1 | unit |  | 0
|  |  | 6 | Solar array stand | 1 | unit |  | 0
|  |  | 7 | Concrete base for solar array stand. | 1 | unit |  | 0
|  |  |  | Installation (MCB, Battery cables, Load cables, solar array cables, …) i.e. : |  |  |  | 0
|  |  | 8 | AC MCB 120 amps | 1 | pc |  | 0
|  |  | 9 | DC MCB 120 amps | 1 | pc |  | 0
|  |  | 10 | DC PV Disconnect 120 amps | 1 | pc |  | 0
|  |  | 11 | Changeover switch 160Amps | 1 | pc |  | 0
|  |  | 12 | Battery cables – 35mm² Single Core Flex, PVC, PCP Cable | 20 | meter |  | 0
|  |  | 13 | Load cables: 16 mm² Three Core Flex nGS, PVC, PCP/EPR Cable | 35 | meter |  | 0
|  |  | 14 | Alternate supply cable 16 mm² three Core RHZ1 armored Cable. | 20 | meter |  | 0
|  |  | 15 | Solar array cables: 25 mm² | 40 | meter |  | 0
|  |  | 16 | 25 mm² bare single core grounding cable | 20 | meter |  | 0
|  |  | 17 | Battery rack for deep cycle batteries | 1 | unit |  | 0
|  |  | 18 | DC Combiner Box | 1 | unit |  | 0
|  |  | 19 | Solar freezer | 0 | unit |  | 0
|  |  | 20 | Distribution box | 1 | unit |  | 0
|  |  | 21 | Air Conditioner | 1 | unit |  | 0
|  |  | 22 | Solid rod Lightning arrestor | 1 | unit |  | 0
|  |  | 23 | Full Grounding station | 1 | unit |  | 0
|  |  | 24 | Inland transportation of all equipment to site | 1 | item |  | 0
|  |  | 25 | Complete installation of all equipment | 1 | item |  | 0
|  |  | 26 | Commisioning and testing | 1 | item |  | 0 |  | 0
3 | QUAN PAN | COTTAGE HOSPITAL KWALLA | 1 | DC to AC Inverter | 1 | unit |  | 0
|  |  | 2 | Gel deep cycle Battery | 12 | units |  | 0
|  |  | 3 | Monocrystalline 300 watts Solar Panel | 18 | units |  | 0
|  |  | 4 | 80amp MPPT Solar Charge Controller | 1 | unit |  | 0
|  |  | 5 | 90v -250v Surge protection | 1 | unit |  | 0
|  |  | 6 | Solar array stand | 1 | unit |  | 0
|  |  | 7 | Concrete base for solar array stand. | 1 | unit |  | 0
|  |  |  | Installation (MCB, Battery cables, Load cables, solar array cables, …) i.e. : |  |  |  | 0
|  |  | 8 | AC MCB 120 amps | 1 | pc |  | 0
|  |  | 9 | DC MCB 120 amps | 1 | pc |  | 0
|  |  | 10 | DC PV Disconnect 120 amps | 1 | pc |  | 0
|  |  | 11 | Changeover switch 160Amps | 1 | pc |  | 0
|  |  | 12 | Battery cables – 35mm² Single Core Flex, PVC, PCP Cable | 20 | meter |  | 0
|  |  | 13 | Load cables: 16 mm² Three Core Flex nGS, PVC, PCP/EPR Cable | 35 | meter |  | 0
|  |  | 14 | Alternate supply cable 16 mm² three Core RHZ1 armored Cable. | 20 | meter |  | 0
|  |  | 15 | Solar array cables: 25 mm² | 40 | meter |  | 0
|  |  | 16 | 25 mm² bare single core grounding cable | 20 | meter |  | 0
|  |  | 17 | Battery rack for deep cycle batteries | 1 | unit |  | 0
|  |  | 18 | DC Combiner Box | 1 | unit |  | 0
|  |  | 19 | Solar freezer | 0 | unit |  | 0
|  |  | 20 | Distribution box | 1 | unit |  | 0
|  |  | 21 | Air Conditioner | 1 | unit |  | 0
|  |  | 22 | Solid rod Lightning arrestor | 1 | unit |  | 0
|  |  | 23 | Full Grounding station | 1 | unit |  | 0
|  |  | 24 | Inland transportation of all equipment to site | 1 | item |  | 0
|  |  | 25 | Complete installation of all equipment | 1 | item |  | 0
|  |  | 26 | Commisioning and testing | 1 | item |  | 0
|  |  | 27 | Automatic Voltage Regulator | 1 | unit |  | 0 |  | 0
4 | JOS NORTH | FAITH ALIVE FOUNDATION JOS | 1 | DC to AC Inverter | 1 | unit |  | 0
|  |  | 2 | Gel deep cycle Battery | 12 | units |  | 0
|  |  | 3 | Monocrystalline 300 watts Solar Panel | 18 | units |  | 0
|  |  | 4 | 80amp MPPT Solar Charge Controller | 1 | unit |  | 0
|  |  | 5 | 90v -250v Surge protection | 1 | unit |  | 0
|  |  | 6 | Solar array stand | 1 | unit |  | 0
|  |  | 7 | Concrete base for solar array stand. | 1 | unit |  | 0
|  |  |  | Installation (MCB, Battery cables, Load cables, solar array cables, …) i.e. : |  |  |  | 0
|  |  | 8 | AC MCB 120 amps | 1 | pc |  | 0
|  |  | 9 | DC MCB 120 amps | 1 | pc |  | 0
|  |  | 10 | DC PV Disconnect 120 amps | 1 | pc |  | 0
|  |  | 11 | Changeover switch 160Amps | 1 | pc |  | 0
|  |  | 12 | Battery cables – 35mm² Single Core Flex, PVC, PCP Cable | 20 | meter |  | 0
|  |  | 13 | Load cables: 16 mm² Three Core Flex nGS, PVC, PCP/EPR Cable | 35 | meter |  | 0
|  |  | 14 | Alternate supply cable 16 mm² three Core RHZ1 armored Cable. | 20 | meter |  | 0
|  |  | 15 | Solar array cables: 25 mm² | 40 | meter |  | 0
|  |  | 16 | 25 mm² bare single core grounding cable | 20 | meter |  | 0
|  |  | 17 | Battery rack for deep cycle batteries | 1 | unit |  | 0
|  |  | 18 | DC Combiner Box | 1 | unit |  | 0
|  |  | 19 | Solar freezer | 0 | unit |  | 0
|  |  | 20 | Distribution box | 1 | unit |  | 0
|  |  | 21 | Air Conditioner | 1 | unit |  | 0
|  |  | 22 | Solid rod Lightning arrestor | 1 | unit |  | 0
|  |  | 23 | Full Grounding station | 1 | unit |  | 0
|  |  | 24 | Inland transportation of all equipment to site | 1 | item |  | 0
|  |  | 25 | Complete installation of all equipment | 1 | item |  | 0
|  |  | 26 | Commisioning and testing | 1 | item |  | 0
|  |  | 27 | Automatic Voltage Regulator | 1 | unit |  | 0
|  |  | 28 | Extractor fan | 1 | unit |  | 0 |  | 0
5 | LANGTAN NORTH | GENERAL HOSPITAL LANGTAN | 1 | DC to AC Inverter | 1 | unit |  | 0
|  |  | 2 | Gel deep cycle Battery | 12 | units |  | 0
|  |  | 3 | Monocrystalline 300 watts Solar Panel | 18 | units |  | 0
|  |  | 4 | 80amp MPPT Solar Charge Controller | 1 | unit |  | 0
|  |  | 5 | 90v -250v Surge protection | 1 | unit |  | 0
|  |  | 6 | Solar array stand | 1 | unit |  | 0
|  |  | 7 | Concrete base for solar array stand. | 1 | unit |  | 0
|  |  |  | Installation (MCB, Battery cables, Load cables, solar array cables, …) i.e. : |  |  |  | 0
|  |  | 8 | AC MCB 120 amps | 1 | pc |  | 0
|  |  | 9 | DC MCB 120 amps | 1 | pc |  | 0
|  |  | 10 | DC PV Disconnect 120 amps | 1 | pc |  | 0
|  |  | 11 | Changeover switch 160Amps | 1 | pc |  | 0
|  |  | 12 | Battery cables – 35mm² Single Core Flex, PVC, PCP Cable | 20 | meter |  | 0
|  |  | 13 | Load cables: 16 mm² Three Core Flex nGS, PVC, PCP/EPR Cable | 35 | meter |  | 0
|  |  | 14 | Alternate supply cable 16 mm² three Core RHZ1 armored Cable. | 20 | meter |  | 0
|  |  | 15 | Solar array cables: 25 mm² | 40 | meter |  | 0
|  |  | 16 | 25 mm² bare single core grounding cable | 20 | meter |  | 0
|  |  | 17 | Battery rack for deep cycle batteries | 1 | unit |  | 0
|  |  | 18 | DC Combiner Box | 1 | unit |  | 0
|  |  | 19 | Solar freezer | 0 | unit |  | 0
|  |  | 20 | Distribution box | 1 | unit |  | 0
|  |  | 21 | Air Conditioner | 1 | unit |  | 0
|  |  | 22 | Solid rod Lightning arrestor | 1 | unit |  | 0
|  |  | 23 | Full Grounding station | 1 | unit |  | 0
|  |  | 24 | Inland transportation of all equipment to site | 1 | item |  | 0
|  |  | 25 | Complete installation of all equipment | 1 | item |  | 0
|  |  | 26 | Commisioning and testing | 1 | item |  | 0 |  | 0
6 | PANKSHIN | GENERAL HOSPITAL PANKSHIN | 1 | DC to AC Inverter | 0 | unit |  | 0
|  |  | 2 | Gel deep cycle Battery | 12 | units |  | 0
|  |  | 3 | Monocrystalline 300 watts Solar Panel | 18 | units |  | 0
|  |  | 4 | 80amp MPPT Solar Charge Controller | 0 | unit |  | 0
|  |  | 5 | 90v -250v Surge protection | 1 | unit |  | 0
|  |  | 6 | Solar array stand | 1 | unit |  | 0
|  |  | 7 | Concrete base for solar array stand. | 1 | unit |  | 0
|  |  |  | Installation (MCB, Battery cables, Load cables, solar array cables, …) i.e. : |  |  |  | 0
|  |  | 8 | AC MCB 120 amps | 1 | pc |  | 0
|  |  | 9 | DC MCB 120 amps | 1 | pc |  | 0
|  |  | 10 | DC PV Disconnect 120 amps | 1 | pc |  | 0
|  |  | 11 | Changeover switch 160Amps | 1 | pc |  | 0
|  |  | 12 | Battery cables – 35mm² Single Core Flex, PVC, PCP Cable | 20 | meter |  | 0
|  |  | 13 | Load cables: 16 mm² Three Core Flex nGS, PVC, PCP/EPR Cable | 35 | meter |  | 0
|  |  | 14 | Alternate supply cable 16 mm² three Core RHZ1 armored Cable. | 20 | meter |  | 0
|  |  | 15 | Solar array cables: 25 mm² | 40 | meter |  | 0
|  |  | 16 | 25 mm² bare single core grounding cable | 20 | meter |  | 0
|  |  | 17 | Battery rack for deep cycle batteries | 1 | unit |  | 0
|  |  | 18 | DC Combiner Box | 1 | unit |  | 0
|  |  | 19 | Solar freezer | 0 | unit |  | 0
|  |  | 20 | Distribution box | 1 | unit |  | 0
|  |  | 21 | Air Conditioner | 1 | unit |  | 0
|  |  | 22 | Solid rod Lightning arrestor | 1 | unit |  | 0
|  |  | 23 | Full Grounding station | 1 | unit |  | 0
|  |  | 24 | Inland transportation of all equipment to site | 1 | item |  | 0
|  |  | 25 | Complete installation of all equipment | 1 | item |  | 0
|  |  | 26 | Commisioning and testing | 1 | item |  | 0 |  | 0
7 | SHENDAM | GENERAL HOSPITAL SHENDAM | 1 | DC to AC Inverter | 0 | unit |  | 0
|  |  | 2 | Gel deep cycle Battery | 12 | units |  | 0
|  |  | 3 | Monocrystalline 300 watts Solar Panel | 18 | units |  | 0
|  |  | 4 | 80amp MPPT Solar Charge Controller | 1 | unit |  | 0
|  |  | 5 | 90v -250v Surge protection | 1 | unit |  | 0
|  |  | 6 | Solar array stand | 1 | unit |  | 0
|  |  | 7 | Concrete base for solar array stand. | 1 | unit |  | 0
|  |  |  | Installation (MCB, Battery cables, Load cables, solar array cables, …) i.e. : |  |  |  | 0
|  |  | 8 | AC MCB 120 amps | 1 | pc |  | 0
|  |  | 9 | DC MCB 120 amps | 1 | pc |  | 0
|  |  | 10 | DC PV Disconnect 120 amps | 1 | pc |  | 0
|  |  | 11 | Changeover switch 160Amps | 1 | pc |  | 0
|  |  | 12 | Battery cables – 35mm² Single Core Flex, PVC, PCP Cable | 20 | meter |  | 0
|  |  | 13 | Load cables: 16 mm² Three Core Flex nGS, PVC, PCP/EPR Cable | 35 | meter |  | 0
|  |  | 14 | Alternate supply cable 16 mm² three Core RHZ1 armored Cable. | 20 | meter |  | 0
|  |  | 15 | Solar array cables: 25 mm² | 40 | meter |  | 0
|  |  | 16 | 25 mm² bare single core grounding cable | 20 | meter |  | 0
|  |  | 17 | Battery rack for deep cycle batteries | 1 | unit |  | 0
|  |  | 18 | DC Combiner Box | 1 | unit |  | 0
|  |  | 19 | Solar freezer | 0 | unit |  | 0
|  |  | 20 | Distribution box | 1 | unit |  | 0
|  |  | 21 | Air Conditioner | 1 | unit |  | 0
|  |  | 22 | Solid rod Lightning arrestor | 1 | unit |  | 0
|  |  | 23 | Full Grounding station | 1 | unit |  | 0
|  |  | 24 | Inland transportation of all equipment to site | 1 | item |  | 0
|  |  | 25 | Complete installation of all equipment | 1 | item |  | 0
|  |  | 26 | Commisioning and testing | 1 | item |  | 0
|  |  | 27 | Automatic Voltage Regulator | 1 | unit |  | 0
|  |  | 28 | Extractor fan | 1 | unit |  | 0 |  | 0
8 | JOS SOUTH | JUTH 1 | 1 | DC to AC Inverter | 0 | unit |  | 0
|  |  | 2 | Gel deep cycle Battery | 12 | units |  | 0
|  |  | 3 | Monocrystalline 300 watts Solar Panel | 18 | units |  | 0
|  |  | 4 | 80amp MPPT Solar Charge Controller | 1 | unit |  | 0
|  |  | 5 | 90v -250v Surge protection | 1 | unit |  | 0
|  |  | 6 | Solar array stand | 1 | unit |  | 0
|  |  | 7 | Concrete base for solar array stand. | 1 | unit |  | 0
|  |  |  | Installation (MCB, Battery cables, Load cables, solar array cables, …) i.e. : |  |  |  | 0
|  |  | 8 | AC MCB 120 amps | 1 | pc |  | 0
|  |  | 9 | DC MCB 120 amps | 1 | pc |  | 0
|  |  | 10 | DC PV Disconnect 120 amps | 1 | pc |  | 0
|  |  | 11 | Changeover switch 160Amps | 1 | pc |  | 0
|  |  | 12 | Battery cables – 35mm² Single Core Flex, PVC, PCP Cable | 20 | meter |  | 0
|  |  | 13 | Load cables: 16 mm² Three Core Flex nGS, PVC, PCP/EPR Cable | 35 | meter |  | 0
|  |  | 14 | Alternate supply cable 16 mm² three Core RHZ1 armored Cable. | 20 | meter |  | 0
|  |  | 15 | Solar array cables: 25 mm² | 40 | meter |  | 0
|  |  | 16 | 25 mm² bare single core grounding cable | 20 | meter |  | 0
|  |  | 17 | Battery rack for deep cycle batteries | 1 | unit |  | 0
|  |  | 18 | DC Combiner Box | 1 | unit |  | 0
|  |  | 19 | Solar freezer | 0 | unit |  | 0
|  |  | 20 | Distribution box | 1 | unit |  | 0
|  |  | 21 | Air Conditioner | 1 | unit |  | 0
|  |  | 22 | Solid rod Lightning arrestor | 1 | unit |  | 0
|  |  | 23 | Full Grounding station | 1 | unit |  | 0
|  |  | 24 | Inland transportation of all equipment to site | 1 | item |  | 0
|  |  | 25 | Complete installation of all equipment | 1 | item |  | 0
|  |  | 26 | Commisioning and testing | 1 | item |  | 0
|  |  | 27 | Automatic Voltage Regulator | 1 | unit |  | 0 |  | 0
9 | JOS SOUTH | JUTH 2 | 1 | DC to AC Inverter | 1 | unit |  | 0
|  |  | 2 | Gel deep cycle Battery | 12 | units |  | 0
|  |  | 3 | Monocrystalline 300 watts Solar Panel | 18 | units |  | 0
|  |  | 4 | 80amp MPPT Solar Charge Controller | 1 | unit |  | 0
|  |  | 5 | 90v -250v Surge protection | 1 | unit |  | 0
|  |  | 6 | Solar array stand | 1 | unit |  | 0
|  |  | 7 | Concrete base for solar array stand. | 1 | unit |  | 0
|  |  |  | Installation (MCB, Battery cables, Load cables, solar array cables, …) i.e. : |  |  |  | 0
|  |  | 8 | AC MCB 120 amps | 1 | pc |  | 0
|  |  | 9 | DC MCB 120 amps | 1 | pc |  | 0
|  |  | 10 | DC PV Disconnect 120 amps | 1 | pc |  | 0
|  |  | 11 | Changeover switch 160Amps | 1 | pc |  | 0
|  |  | 12 | Battery cables – 35mm² Single Core Flex, PVC, PCP Cable | 20 | meter |  | 0
|  |  | 13 | Load cables: 16 mm² Three Core Flex nGS, PVC, PCP/EPR Cable | 35 | meter |  | 0
|  |  | 14 | Alternate supply cable 16 mm² three Core RHZ1 armored Cable. | 20 | meter |  | 0
|  |  | 15 | Solar array cables: 25 mm² | 40 | meter |  | 0
|  |  | 16 | 25 mm² bare single core grounding cable | 20 | meter |  | 0
|  |  | 17 | Battery rack for deep cycle batteries | 1 | unit |  | 0
|  |  | 18 | DC Combiner Box | 1 | unit |  | 0
|  |  | 19 | Solar freezer | 0 | unit |  | 0
|  |  | 20 | Distribution box | 1 | unit |  | 0
|  |  | 21 | Air Conditioner | 1 | unit |  | 0
|  |  | 22 | Solid rod Lightning arrestor | 1 | unit |  | 0
|  |  | 23 | Full Grounding station | 1 | unit |  | 0
|  |  | 24 | Inland transportation of all equipment to site | 1 | item |  | 0
|  |  | 25 | Complete installation of all equipment | 1 | item |  | 0
|  |  | 26 | Commisioning and testing | 1 | item |  | 0 |  | 0
10 | JOS NORTH | PLASVIREC | 1 | DC to AC Inverter | 1 | unit |  | 0
|  |  | 2 | Gel deep cycle Battery | 8 | units |  | 0
|  |  | 3 | Monocrystalline 300 watts Solar Panel | 26 | units |  | 0
|  |  | 4 | 80amp MPPT Solar Charge Controller | 1 | unit |  | 0
|  |  | 5 | 90v -250v Surge protection | 1 | unit |  | 0
|  |  | 6 | Solar array stand | 1 | unit |  | 0
|  |  | 7 | Concrete base for solar array stand. | 1 | unit |  | 0
|  |  |  | Installation (MCB, Battery cables, Load cables, solar array cables, …) i.e. : |  |  |  | 0
|  |  | 8 | AC MCB 120 amps | 1 | pc |  | 0
|  |  | 9 | DC MCB 120 amps | 1 | pc |  | 0
|  |  | 10 | DC PV Disconnect 120 amps | 1 | pc |  | 0
|  |  | 11 | Changeover switch 160Amps | 1 | pc |  | 0
|  |  | 12 | Battery cables – 35mm² Single Core Flex, PVC, PCP Cable | 20 | meter |  | 0
|  |  | 13 | Load cables: 16 mm² Three Core Flex nGS, PVC, PCP/EPR Cable | 35 | meter |  | 0
|  |  | 14 | Alternate supply cable 16 mm² three Core RHZ1 armored Cable. | 20 | meter |  | 0
|  |  | 15 | Solar array cables: 25 mm² | 40 | meter |  | 0
|  |  | 16 | 25 mm² bare single core grounding cable | 20 | meter |  | 0
|  |  | 17 | Battery rack for deep cycle batteries | 1 | unit |  | 0
|  |  | 18 | DC Combiner Box | 1 | unit |  | 0
|  |  | 19 | Solar freezer | 0 | unit |  | 0
|  |  | 20 | Distribution box | 1 | unit |  | 0
|  |  | 21 | Air Conditioner | 1 | unit |  | 0
|  |  | 22 | Solid rod Lightning arrestor | 1 | unit |  | 0
|  |  | 23 | Full Grounding station | 1 | unit |  | 0
|  |  | 24 | Inland transportation of all equipment to site | 1 | item |  | 0
|  |  | 25 | Complete installation of all equipment | 1 | item |  | 0
|  |  | 26 | Commisioning and testing | 1 | item |  | 0 |  | 0
11 | JOS NORTH | PLATEAU STATE SPECIALIST HOSPITAL | 1 | DC to AC Inverter | 1 | unit |  | 0
|  |  | 2 | Gel deep cycle Battery | 9 | units |  | 0
|  |  | 3 | Monocrystalline 300 watts Solar Panel | 18 | units |  | 0
|  |  | 4 | 80amp MPPT Solar Charge Controller | 1 | unit |  | 0
|  |  | 5 | 90v -250v Surge protection | 1 | unit |  | 0
|  |  | 6 | Solar array stand | 1 | unit |  | 0
|  |  | 7 | Concrete base for solar array stand. | 1 | unit |  | 0
|  |  |  | Installation (MCB, Battery cables, Load cables, solar array cables, …) i.e. : |  |  |  | 0
|  |  | 8 | AC MCB 120 amps | 1 | pc |  | 0
|  |  | 9 | DC MCB 120 amps | 1 | pc |  | 0
|  |  | 10 | DC PV Disconnect 120 amps | 1 | pc |  | 0
|  |  | 11 | Changeover switch 160Amps | 1 | pc |  | 0
|  |  | 12 | Battery cables – 35mm² Single Core Flex, PVC, PCP Cable | 20 | meter |  | 0
|  |  | 13 | Load cables: 16 mm² Three Core Flex nGS, PVC, PCP/EPR Cable | 35 | meter |  | 0
|  |  | 14 | Alternate supply cable 16 mm² three Core RHZ1 armored Cable. | 20 | meter |  | 0
|  |  | 15 | Solar array cables: 25 mm² | 40 | meter |  | 0
|  |  | 16 | 25 mm² bare single core grounding cable | 20 | meter |  | 0
|  |  | 17 | Battery rack for deep cycle batteries | 1 | unit |  | 0
|  |  | 18 | DC Combiner Box | 1 | unit |  | 0
|  |  | 19 | Solar freezer | 0 | unit |  | 0
|  |  | 20 | Distribution box | 1 | unit |  | 0
|  |  | 21 | Air Conditioner | 1 | unit |  | 0
|  |  | 22 | Solid rod Lightning arrestor | 1 | unit |  | 0
|  |  | 23 | Full Grounding station | 1 | unit |  | 0
|  |  | 24 | Inland transportation of all equipment to site | 1 | item |  | 0
|  |  | 25 | Complete installation of all equipment | 1 | item |  | 0
|  |  | 26 | Commisioning and testing | 1 | item |  | 0 |  | 0

## LOT 26 RIVERS
S/N | LGA | FACILITY |  | ITEM | QTY | UNIT | UNIT COST | TOTAL COST | CURRENCY | TOTAL COST
1 | ONELGA | GBEYE HOSPITAL OMUKU | 1 | Load cables: 16 mm² Three Core Flex nGS, PVC, PCP/EPR Cable | 1 | unit |  | 0
|  |  | 2 | Gel deep cycle Battery | 8 | units |  | 0
|  |  | 3 | Monocrystalline 300 watts Solar Panel | 18 | units |  | 0
|  |  | 4 | 80amp MPPT Solar Charge Controller | 1 | unit |  | 0
|  |  | 5 | 90v -250v Surge protection | 1 | unit |  | 0
|  |  | 6 | Solar array stand | 1 | unit |  | 0
|  |  | 7 | Concrete base for solar array stand. | 1 | unit |  | 0
|  |  |  | Installation (MCB, Battery cables, Load cables, solar array cables, …) i.e. : |  |  |  | 0
|  |  | 8 | AC MCB 120 amps | 1 | pc |  | 0
|  |  | 9 | DC MCB 120 amps | 1 | pc |  | 0
|  |  | 10 | DC PV Disconnect 120 amps | 1 | pc |  | 0
|  |  | 11 | Changeover switch 160Amps | 1 | pc |  | 0
|  |  | 12 | Battery cables – 35mm² Single Core Flex, PVC, PCP Cable | 20 | meter |  | 0
|  |  | 13 | Load cables: 16 mm² Three Core Flex nGS, PVC, PCP/EPR Cable | 35 | meter |  | 0
|  |  | 14 | Alternate supply cable 16 mm² three Core RHZ1 armored Cable. | 20 | meter |  | 0
|  |  | 15 | Solar array cables: 25 mm² | 40 | meter |  | 0
|  |  | 16 | 25 mm² bare single core grounding cable | 20 | meter |  | 0
|  |  | 17 | Battery rack for deep cycle batteries | 1 | unit |  | 0
|  |  | 18 | DC Combiner Box | 1 | unit |  | 0
|  |  | 19 | Solar freezer | 0 | unit |  | 0
|  |  | 20 | Distribution box | 1 | unit |  | 0
|  |  | 21 | Air Conditioner | 1 | unit |  | 0
|  |  | 22 | Solid rod Lightning arrestor | 1 | unit |  | 0
|  |  | 23 | Full Grounding station | 1 | unit |  | 0
|  |  | 24 | Inland transportation of all equipment to site | 1 | item |  | 0
|  |  | 25 | Complete installation of all equipment | 1 | item |  | 0
|  |  | 26 | Commisioning and testing | 1 | item |  | 0 |  | 0
2 | ABUA ODUAL | GENERAL HOSPITAL ABUA | 1 | DC to AC Inverter | 1 | unit |  | 0
|  |  | 2 | Gel deep cycle Battery | 8 | units |  | 0
|  |  | 3 | Monocrystalline 300 watts Solar Panel | 18 | units |  | 0
|  |  | 4 | 80amp MPPT Solar Charge Controller | 1 | unit |  | 0
|  |  | 5 | 90v -250v Surge protection | 1 | unit |  | 0
|  |  | 6 | Solar array stand | 1 | unit |  | 0
|  |  | 7 | Concrete base for solar array stand. | 1 | unit |  | 0
|  |  |  | Installation (MCB, Battery cables, Load cables, solar array cables, …) i.e. : |  |  |  | 0
|  |  | 8 | AC MCB 120 amps | 1 | pc |  | 0
|  |  | 9 | DC MCB 120 amps | 1 | pc |  | 0
|  |  | 10 | DC PV Disconnect 120 amps | 1 | pc |  | 0
|  |  | 11 | Changeover switch 160Amps | 1 | pc |  | 0
|  |  | 12 | Battery cables – 35mm² Single Core Flex, PVC, PCP Cable | 20 | meter |  | 0
|  |  | 13 | Load cables: 16 mm² Three Core Flex nGS, PVC, PCP/EPR Cable | 35 | meter |  | 0
|  |  | 14 | Alternate supply cable 16 mm² three Core RHZ1 armored Cable. | 20 | meter |  | 0
|  |  | 15 | Solar array cables: 25 mm² | 40 | meter |  | 0
|  |  | 16 | 25 mm² bare single core grounding cable | 20 | meter |  | 0
|  |  | 17 | Battery rack for deep cycle batteries | 1 | unit |  | 0
|  |  | 18 | DC Combiner Box | 1 | unit |  | 0
|  |  | 19 | Solar freezer | 1 | unit |  | 0
|  |  | 20 | Distribution box | 1 | unit |  | 0
|  |  | 21 | Air Conditioner | 1 | unit |  | 0
|  |  | 22 | Solid rod Lightning arrestor | 1 | unit |  | 0
|  |  | 23 | Full Grounding station | 1 | unit |  | 0
|  |  | 24 | Inland transportation of all equipment to site | 1 | item |  | 0
|  |  | 25 | Complete installation of all equipment | 1 | item |  | 0
|  |  | 26 | Commisioning and testing | 1 | item |  | 0 |  | 0
3 | AHOADA EAST | GENERAL HOSPITAL AHOADA | 1 | DC to AC Inverter | 1 | unit |  | 0
|  |  | 2 | Gel deep cycle Battery | 11 | units |  | 0
|  |  | 3 | Monocrystalline 300 watts Solar Panel | 20 | units |  | 0
|  |  | 4 | 80amp MPPT Solar Charge Controller | 1 | unit |  | 0
|  |  | 5 | 90v -250v Surge protection | 1 | unit |  | 0
|  |  | 6 | Solar array stand | 1 | unit |  | 0
|  |  | 7 | Concrete base for solar array stand. | 1 | unit |  | 0
|  |  |  | Installation (MCB, Battery cables, Load cables, solar array cables, …) i.e. : |  |  |  | 0
|  |  | 8 | AC MCB 120 amps | 1 | pc |  | 0
|  |  | 9 | DC MCB 120 amps | 1 | pc |  | 0
|  |  | 10 | DC PV Disconnect 120 amps | 1 | pc |  | 0
|  |  | 11 | Changeover switch 160Amps | 1 | pc |  | 0
|  |  | 12 | Battery cables – 35mm² Single Core Flex, PVC, PCP Cable | 20 | meter |  | 0
|  |  | 13 | Load cables: 16 mm² Three Core Flex nGS, PVC, PCP/EPR Cable | 35 | meter |  | 0
|  |  | 14 | Alternate supply cable 16 mm² three Core RHZ1 armored Cable. | 20 | meter |  | 0
|  |  | 15 | Solar array cables: 25 mm² | 40 | meter |  | 0
|  |  | 16 | 25 mm² bare single core grounding cable | 20 | meter |  | 0
|  |  | 17 | Battery rack for deep cycle batteries | 1 | unit |  | 0
|  |  | 18 | DC Combiner Box | 1 | unit |  | 0
|  |  | 19 | Solar freezer | 0 | unit |  | 0
|  |  | 20 | Distribution box | 1 | unit |  | 0
|  |  | 21 | Air Conditioner | 1 | unit |  | 0
|  |  | 22 | Solid rod Lightning arrestor | 1 | unit |  | 0
|  |  | 23 | Full Grounding station | 1 | unit |  | 0
|  |  | 24 | Inland transportation of all equipment to site | 1 | item |  | 0
|  |  | 25 | Complete installation of all equipment | 1 | item |  | 0
|  |  | 26 | Commisioning and testing | 1 | item |  | 0 |  | 0
4 | GOKANA | GENERAL HOSPITAL TERABOR | 1 | DC to AC Inverter | 1 | unit |  | 0
|  |  | 2 | Gel deep cycle Battery | 12 | units |  | 0
|  |  | 3 | Monocrystalline 300 watts Solar Panel | 18 | units |  | 0
|  |  | 4 | 80amp MPPT Solar Charge Controller | 1 | unit |  | 0
|  |  | 5 | 90v -250v Surge protection | 1 | unit |  | 0
|  |  | 6 | Solar array stand | 1 | unit |  | 0
|  |  | 7 | Concrete base for solar array stand. | 1 | unit |  | 0
|  |  |  | Installation (MCB, Battery cables, Load cables, solar array cables, …) i.e. : |  |  |  | 0
|  |  | 8 | AC MCB 120 amps | 1 | pc |  | 0
|  |  | 9 | DC MCB 120 amps | 1 | pc |  | 0
|  |  | 10 | DC PV Disconnect 120 amps | 1 | pc |  | 0
|  |  | 11 | Changeover switch 160Amps | 1 | pc |  | 0
|  |  | 12 | Battery cables – 35mm² Single Core Flex, PVC, PCP Cable | 20 | meter |  | 0
|  |  | 13 | Load cables: 16 mm² Three Core Flex nGS, PVC, PCP/EPR Cable | 35 | meter |  | 0
|  |  | 14 | Alternate supply cable 16 mm² three Core RHZ1 armored Cable. | 20 | meter |  | 0
|  |  | 15 | Solar array cables: 25 mm² | 40 | meter |  | 0
|  |  | 16 | 25 mm² bare single core grounding cable | 20 | meter |  | 0
|  |  | 17 | Battery rack for deep cycle batteries | 1 | unit |  | 0
|  |  | 18 | DC Combiner Box | 1 | unit |  | 0
|  |  | 19 | Solar freezer | 1 | unit |  | 0
|  |  | 20 | Distribution box | 1 | unit |  | 0
|  |  | 21 | Air Conditioner | 1 | unit |  | 0
|  |  | 22 | Solid rod Lightning arrestor | 1 | unit |  | 0
|  |  | 23 | Full Grounding station | 1 | unit |  | 0
|  |  | 24 | Inland transportation of all equipment to site | 1 | item |  | 0
|  |  | 25 | Complete installation of all equipment | 1 | item |  | 0
|  |  | 26 | Commisioning and testing | 1 | item |  | 0 |  | 0
5 | PHALGA | MILITARY HOSPITAL PORT HARCOURT | 1 | DC to AC Inverter | 1 | unit |  | 0
|  |  | 2 | Gel deep cycle Battery | 12 | units |  | 0
|  |  | 3 | Monocrystalline 300 watts Solar Panel | 18 | units |  | 0
|  |  | 4 | 80amp MPPT Solar Charge Controller | 1 | unit |  | 0
|  |  | 5 | 90v -250v Surge protection | 1 | unit |  | 0
|  |  | 6 | Solar array stand | 1 | unit |  | 0
|  |  | 7 | Concrete base for solar array stand. | 1 | unit |  | 0
|  |  |  | Installation (MCB, Battery cables, Load cables, solar array cables, …) i.e. : |  |  |  | 0
|  |  | 8 | AC MCB 120 amps | 1 | pc |  | 0
|  |  | 9 | DC MCB 120 amps | 1 | pc |  | 0
|  |  | 10 | DC PV Disconnect 120 amps | 1 | pc |  | 0
|  |  | 11 | Changeover switch 160Amps | 1 | pc |  | 0
|  |  | 12 | Battery cables – 35mm² Single Core Flex, PVC, PCP Cable | 20 | meter |  | 0
|  |  | 13 | Load cables: 16 mm² Three Core Flex nGS, PVC, PCP/EPR Cable | 35 | meter |  | 0
|  |  | 14 | Alternate supply cable 16 mm² three Core RHZ1 armored Cable. | 20 | meter |  | 0
|  |  | 15 | Solar array cables: 25 mm² | 40 | meter |  | 0
|  |  | 16 | 25 mm² bare single core grounding cable | 20 | meter |  | 0
|  |  | 17 | Battery rack for deep cycle batteries | 1 | unit |  | 0
|  |  | 18 | DC Combiner Box | 1 | unit |  | 0
|  |  | 19 | Solar freezer | 1 | unit |  | 0
|  |  | 20 | Distribution box | 1 | unit |  | 0
|  |  | 21 | Air Conditioner | 1 | unit |  | 0
|  |  | 22 | Solid rod Lightning arrestor | 1 | unit |  | 0
|  |  | 23 | Full Grounding station | 1 | unit |  | 0
|  |  | 24 | Inland transportation of all equipment to site | 1 | item |  | 0
|  |  | 25 | Complete installation of all equipment | 1 | item |  | 0
|  |  | 26 | Comisionning and testing | 1 | item |  | 0 |  | 0
6 | OBIO AKPOR | MODEL PRIMARY HEALTH CARE CENTER | 1 | DC to AC Inverter | 1 | unit |  | 0
|  |  | 2 | Gel deep cycle Battery | 10 | units |  | 0
|  |  | 3 | Monocrystalline 300 watts Solar Panel | 28 | units |  | 0
|  |  | 4 | 80amp MPPT Solar Charge Controller | 1 | unit |  | 0
|  |  | 5 | 90v -250v Surge protection | 1 | unit |  | 0
|  |  | 6 | Solar array stand | 1 | unit |  | 0
|  |  | 7 | Concrete base for solar array stand. | 1 | unit |  | 0
|  |  |  | Installation (MCB, Battery cables, Load cables, solar array cables, …) i.e. : |  |  |  | 0
|  |  | 8 | AC MCB 120 amps | 1 | pc |  | 0
|  |  | 9 | DC MCB 120 amps | 1 | pc |  | 0
|  |  | 10 | DC PV Disconnect 120 amps | 1 | pc |  | 0
|  |  | 11 | Changeover switch 160Amps | 1 | pc |  | 0
|  |  | 12 | Battery cables – 35mm² Single Core Flex, PVC, PCP Cable | 20 | meter |  | 0
|  |  | 13 | Load cables: 16 mm² Three Core Flex nGS, PVC, PCP/EPR Cable | 35 | meter |  | 0
|  |  | 14 | Alternate supply cable 16 mm² three Core RHZ1 armored Cable. | 20 | meter |  | 0
|  |  | 15 | Solar array cables: 25 mm² | 40 | meter |  | 0
|  |  | 16 | 25 mm² bare single core grounding cable | 20 | meter |  | 0
|  |  | 17 | Battery rack for deep cycle batteries | 1 | unit |  | 0
|  |  | 18 | DC Combiner Box | 1 | unit |  | 0
|  |  | 19 | Solar freezer | 0 | unit |  | 0
|  |  | 20 | Distribution box | 1 | unit |  | 0
|  |  | 21 | Air Conditioner | 1 | unit |  | 0
|  |  | 22 | Solid rod Lightning arrestor | 1 | unit |  | 0
|  |  | 23 | Full Grounding station | 1 | unit |  | 0
|  |  | 24 | Inland transportation of all equipment to site | 1 | item |  | 0
|  |  | 25 | Complete installation of all equipment | 1 | item |  | 0
|  |  | 26 | Commisioning and testing | 1 | item |  | 0
|  |  | 27 | Automatic voltage regulator | 0 | unit |  | 0
|  |  | 28 | Extractor fan | 1 | unit |  | 0 |  | 0
7 | PHALGA | BMS HOSPITAL | 1 | DC to AC Inverter | 1 | unit |  | 0
|  |  | 2 | Gel deep cycle Battery | 12 | units |  | 0
|  |  | 3 | Monocrystalline 300 watts Solar Panel | 18 | units |  | 0
|  |  | 4 | 80amp MPPT Solar Charge Controller | 1 | unit |  | 0
|  |  | 5 | 90v -250v Surge protection | 1 | unit |  | 0
|  |  | 6 | Solar array stand | 1 | unit |  | 0
|  |  | 7 | Concrete base for solar array stand. | 1 | unit |  | 0
|  |  |  | Installation (MCB, Battery cables, Load cables, solar array cables, …) i.e. : |  |  |  | 0
|  |  | 8 | AC MCB 120 amps | 1 | pc |  | 0
|  |  | 9 | DC MCB 120 amps | 1 | pc |  | 0
|  |  | 10 | DC PV Disconnect 120 amps | 1 | pc |  | 0
|  |  | 11 | Changeover switch 160Amps | 1 | pc |  | 0
|  |  | 12 | Battery cables – 35mm² Single Core Flex, PVC, PCP Cable | 20 | meter |  | 0
|  |  | 13 | Load cables: 16 mm² Three Core Flex nGS, PVC, PCP/EPR Cable | 35 | meter |  | 0
|  |  | 14 | Alternate supply cable 16 mm² three Core RHZ1 armored Cable. | 20 | meter |  | 0
|  |  | 15 | Solar array cables: 25 mm² | 40 | meter |  | 0
|  |  | 16 | 25 mm² bare single core grounding cable | 20 | meter |  | 0
|  |  | 17 | Battery rack for deep cycle batteries | 1 | unit |  | 0
|  |  | 18 | DC Combiner Box | 1 | unit |  | 0
|  |  | 19 | Solar freezer | 0 | unit |  | 0
|  |  | 20 | Distribution box | 1 | unit |  | 0
|  |  | 21 | Air Conditioner | 0 | unit |  | 0
|  |  | 22 | Solid rod Lightning arrestor | 1 | unit |  | 0
|  |  | 23 | Full Grounding station | 1 | unit |  | 0
|  |  | 24 | Inland transportation of all equipment to site | 1 | item |  | 0
|  |  | 25 | Complete installation of all equipment | 1 | item |  | 0
|  |  | 26 | Commisioning and testing | 1 | item |  | 0 |  | 0
8 | KHANA | ZONAL HOSPITAL BORI | 1 | DC to AC Inverter | 1 | unit |  | 0
|  |  | 2 | Gel deep cycle Battery | 12 | units |  | 0
|  |  | 3 | Monocrystalline 300 watts Solar Panel | 16 | units |  | 0
|  |  | 4 | 80amp MPPT Solar Charge Controller | 0 | unit |  | 0
|  |  | 5 | 90v -250v Surge protection | 1 | unit |  | 0
|  |  | 6 | Solar array stand | 1 | unit |  | 0
|  |  | 7 | Concrete base for solar array stand. | 1 | unit |  | 0
|  |  |  | Installation (MCB, Battery cables, Load cables, solar array cables, …) i.e. : |  |  |  | 0
|  |  | 8 | AC MCB 120 amps | 1 | pc |  | 0
|  |  | 9 | DC MCB 120 amps | 1 | pc |  | 0
|  |  | 10 | DC PV Disconnect 120 amps | 1 | pc |  | 0
|  |  | 11 | Changeover switch 160Amps | 1 | pc |  | 0
|  |  | 12 | Battery cables – 35mm² Single Core Flex, PVC, PCP Cable | 20 | meter |  | 0
|  |  | 13 | Load cables: 16 mm² Three Core Flex nGS, PVC, PCP/EPR Cable | 35 | meter |  | 0
|  |  | 14 | Alternate supply cable 16 mm² three Core RHZ1 armored Cable. | 20 | meter |  | 0
|  |  | 15 | Solar array cables: 25 mm² | 40 | meter |  | 0
|  |  | 16 | 25 mm² bare single core grounding cable | 20 | meter |  | 0
|  |  | 17 | Battery rack for deep cycle batteries | 1 | unit |  | 0
|  |  | 18 | DC Combiner Box | 1 | unit |  | 0
|  |  | 19 | Solar freezer | 0 | unit |  | 0
|  |  | 20 | Distribution box | 1 | unit |  | 0
|  |  | 21 | Air Conditioner | 0 | unit |  | 0
|  |  | 22 | Solid rod Lightning arrestor | 1 | unit |  | 0
|  |  | 23 | Full Grounding station | 1 | unit |  | 0
|  |  | 24 | Inland transportation of all equipment to site | 1 | item |  | 0
|  |  | 25 | Complete installation of all equipment | 1 | item |  | 0
|  |  | 26 | Commisioning and testing | 1 | item |  | 0 |  | 0
9 | DEGEMA | ZONAL HOSPITAL DEGEMA | 1 | DC to AC Inverter | 1 | unit |  | 0
|  |  | 2 | Gel deep cycle Battery | 10 | units |  | 0
|  |  | 3 | Monocrystalline 300 watts Solar Panel | 18 | units |  | 0
|  |  | 4 | 80amp MPPT Solar Charge Controller | 1 | unit |  | 0
|  |  | 5 | 90v -250v Surge protection | 1 | unit |  | 0
|  |  | 6 | Solar array stand | 1 | unit |  | 0
|  |  | 7 | Concrete base for solar array stand. | 1 | unit |  | 0
|  |  |  | Installation (MCB, Battery cables, Load cables, solar array cables, …) i.e. : |  |  |  | 0
|  |  | 8 | AC MCB 120 amps | 1 | pc |  | 0
|  |  | 9 | DC MCB 120 amps | 1 | pc |  | 0
|  |  | 10 | DC PV Disconnect 120 amps | 1 | pc |  | 0
|  |  | 11 | Changeover switch 160Amps | 1 | pc |  | 0
|  |  | 12 | Battery cables – 35mm² Single Core Flex, PVC, PCP Cable | 20 | meter |  | 0
|  |  | 13 | Load cables: 16 mm² Three Core Flex nGS, PVC, PCP/EPR Cable | 35 | meter |  | 0
|  |  | 14 | Alternate supply cable 16 mm² three Core RHZ1 armored Cable. | 20 | meter |  | 0
|  |  | 15 | Solar array cables: 25 mm² | 40 | meter |  | 0
|  |  | 16 | 25 mm² bare single core grounding cable | 20 | meter |  | 0
|  |  | 17 | Battery rack for deep cycle batteries | 1 | unit |  | 0
|  |  | 18 | DC Combiner Box | 1 | unit |  | 0
|  |  | 19 | Solar freezer | 0 | unit |  | 0
|  |  | 20 | Distribution box | 1 | unit |  | 0
|  |  | 21 | Air Conditioner | 1 | unit |  | 0
|  |  | 22 | Solid rod Lightning arrestor | 1 | unit |  | 0
|  |  | 23 | Full Grounding station | 1 | unit |  | 0
|  |  | 24 | Inland transportation of all equipment to site | 1 | item |  | 0
|  |  | 25 | Complete installation of all equipment | 1 | item |  | 0
|  |  | 26 | Commisioning and testing | 1 | item |  | 0 |  | 0
10 | OKRIKA | ZONAL HOSPITAL OKRIKA | 1 | DC to AC Inverter | 1 | unit |  | 0
|  |  | 2 | Gel deep cycle Battery | 12 | units |  | 0
|  |  | 3 | Monocrystalline 300 watts Solar Panel | 16 | units |  | 0
|  |  | 4 | 80amp MPPT Solar Charge Controller | 1 | unit |  | 0
|  |  | 5 | 90v -250v Surge protection | 1 | unit |  | 0
|  |  | 6 | Solar array stand | 1 | unit |  | 0
|  |  | 7 | Concrete base for solar array stand. | 1 | unit |  | 0
|  |  |  | Installation (MCB, Battery cables, Load cables, solar array cables, …) i.e. : |  |  |  | 0
|  |  | 8 | AC MCB 120 amps | 1 | pc |  | 0
|  |  | 9 | DC MCB 120 amps | 1 | pc |  | 0
|  |  | 10 | DC PV Disconnect 120 amps | 1 | pc |  | 0
|  |  | 11 | Changeover switch 160Amps | 1 | pc |  | 0
|  |  | 12 | Battery cables – 35mm² Single Core Flex, PVC, PCP Cable | 20 | meter |  | 0
|  |  | 13 | Load cables: 16 mm² Three Core Flex nGS, PVC, PCP/EPR Cable | 35 | meter |  | 0
|  |  | 14 | Alternate supply cable 16 mm² three Core RHZ1 armored Cable. | 20 | meter |  | 0
|  |  | 15 | Solar array cables: 25 mm² | 40 | meter |  | 0
|  |  | 16 | 25 mm² bare single core grounding cable | 20 | meter |  | 0
|  |  | 17 | Battery rack for deep cycle batteries | 1 | unit |  | 0
|  |  | 18 | DC Combiner Box | 1 | unit |  | 0
|  |  | 19 | Solar freezer | 0 | unit |  | 0
|  |  | 20 | Distribution box | 1 | unit |  | 0
|  |  | 21 | Air Conditioner | 0 | unit |  | 0
|  |  | 22 | Solid rod Lightning arrestor | 1 | unit |  | 0
|  |  | 23 | Full Grounding station | 1 | unit |  | 0
|  |  | 24 | Inland transportation of all equipment to site | 1 | item |  | 0
|  |  | 25 | Complete installation of all equipment | 1 | item |  | 0
|  |  | 26 | Commisioning and testing | 1 | item |  | 0 |  | 0
11 | OBIO AKPOR | SOUTH SOUTH ZONAL TB REFERENCE LAB (UPTH 1) | 1 | DC to AC Inverter | 1 | unit |  | 0
|  |  | 2 | Gel deep cycle Battery | 8 | units |  | 0
|  |  | 3 | Monocrystalline 300 watts Solar Panel | 18 | units |  | 0
|  |  | 4 | 80amp MPPT Solar Charge Controller | 1 | unit |  | 0
|  |  | 5 | 90v -250v Surge protection | 1 | unit |  | 0
|  |  | 6 | Solar array stand | 1 | unit |  | 0
|  |  | 7 | Concrete base for solar array stand. | 1 | unit |  | 0
|  |  |  | Installation (MCB, Battery cables, Load cables, solar array cables, …) i.e. : |  |  |  | 0
|  |  | 8 | AC MCB 120 amps | 1 | pc |  | 0
|  |  | 9 | DC MCB 120 amps | 1 | pc |  | 0
|  |  | 10 | DC PV Disconnect 120 amps | 1 | pc |  | 0
|  |  | 11 | Changeover switch 160Amps | 1 | pc |  | 0
|  |  | 12 | Battery cables – 35mm² Single Core Flex, PVC, PCP Cable | 20 | meter |  | 0
|  |  | 13 | Load cables: 16 mm² Three Core Flex nGS, PVC, PCP/EPR Cable | 35 | meter |  | 0
|  |  | 14 | Alternate supply cable 16 mm² three Core RHZ1 armored Cable. | 20 | meter |  | 0
|  |  | 15 | Solar array cables: 25 mm² | 40 | meter |  | 0
|  |  | 16 | 25 mm² bare single core grounding cable | 20 | meter |  | 0
|  |  | 17 | Battery rack for deep cycle batteries | 1 | unit |  | 0
|  |  | 18 | DC Combiner Box | 1 | unit |  | 0
|  |  | 19 | Solar freezer | 1 | unit |  | 0
|  |  | 20 | Distribution box | 1 | unit |  | 0
|  |  | 21 | Air Conditioner | 1 | unit |  | 0
|  |  | 22 | Solid rod Lightning arrestor | 1 | unit |  | 0
|  |  | 23 | Full Grounding station | 1 | unit |  | 0
|  |  | 24 | Inland transportation of all equipment to site | 1 | item |  | 0
|  |  | 25 | Complete installation of all equipment | 1 | item |  | 0
|  |  | 26 | Commisioning and testing | 1 | item |  | 0 |  | 0

## LOT 27 SOKOTO
S/N | LGA | FACILITY |  | ITEM | QTY | UNIT | UNIT COST | TOTAL COST | CURRENCY | TOTAL COST
1 | SOKOTO NORTH | MM SPECIALIST HOSPITAL | 1 | Load cables: 16 mm² Three Core Flex nGS, PVC, PCP/EPR Cable | 0 | unit |  | 0
|  |  | 2 | Gel deep cycle Battery | 4 | units |  | 0
|  |  | 3 | Monocrystalline 300 watts Solar Panel | 18 | units |  | 0
|  |  | 4 | 80amp MPPT Solar Charge Controller | 1 | unit |  | 0
|  |  | 5 | 90v -250v Surge protection | 1 | unit |  | 0
|  |  | 6 | Solar array stand | 1 | unit |  | 0
|  |  | 7 | Concrete base for solar array stand. | 1 | unit |  | 0
|  |  |  | Installation (MCB, Battery cables, Load cables, solar array cables, …) i.e. : |  |  |  | 0
|  |  | 8 | AC MCB 120 amps | 1 | pc |  | 0
|  |  | 9 | DC MCB 120 amps | 1 | pc |  | 0
|  |  | 10 | DC PV Disconnect 120 amps | 1 | pc |  | 0
|  |  | 11 | Changeover switch 160Amps | 1 | pc |  | 0
|  |  | 12 | Battery cables – 35mm² Single Core Flex, PVC, PCP Cable | 20 | meter |  | 0
|  |  | 13 | Load cables: 16 mm² Three Core Flex nGS, PVC, PCP/EPR Cable | 35 | meter |  | 0
|  |  | 14 | Alternate supply cable 16 mm² three Core RHZ1 armored Cable. | 20 | meter |  | 0
|  |  | 15 | Solar array cables: 25 mm² | 40 | meter |  | 0
|  |  | 16 | 25 mm² bare single core grounding cable | 20 | meter |  | 0
|  |  | 17 | Battery rack for deep cycle batteries | 1 | unit |  | 0
|  |  | 18 | DC Combiner Box | 1 | unit |  | 0
|  |  | 19 | Solar freezer | 0 | unit |  | 0
|  |  | 20 | Distribution box | 1 | unit |  | 0
|  |  | 21 | Air Conditioner | 1 | unit |  | 0
|  |  | 22 | Solid rod Lightning arrestor | 1 | unit |  | 0
|  |  | 23 | Full Grounding station | 1 | unit |  | 0
|  |  | 24 | Inland transportation of all equipment to site | 1 | item |  | 0
|  |  | 25 | Complete installation of all equipment | 1 | item |  | 0
|  |  | 26 | Commisioning and testing | 1 | item |  | 0 |  | 0
2 | WAMAKKO | USMAN DANFODIYO UNIVERSITY TEACHING HOSPITAL | 1 | DC to AC Inverter | 1 | unit |  | 0
|  |  | 2 | Gel deep cycle Battery | 8 | units |  | 0
|  |  | 3 | Monocrystalline 300 watts Solar Panel | 18 | units |  | 0
|  |  | 4 | 80amp MPPT Solar Charge Controller | 1 | unit |  | 0
|  |  | 5 | 90v -250v Surge protection | 1 | unit |  | 0
|  |  | 6 | Solar array stand | 1 | unit |  | 0
|  |  | 7 | Concrete base for solar array stand. | 1 | unit |  | 0
|  |  |  | Installation (MCB, Battery cables, Load cables, solar array cables, …) i.e. : |  |  |  | 0
|  |  | 8 | AC MCB 120 amps | 1 | pc |  | 0
|  |  | 9 | DC MCB 120 amps | 1 | pc |  | 0
|  |  | 10 | DC PV Disconnect 120 amps | 1 | pc |  | 0
|  |  | 11 | Changeover switch 160Amps | 1 | pc |  | 0
|  |  | 12 | Battery cables – 35mm² Single Core Flex, PVC, PCP Cable | 20 | meter |  | 0
|  |  | 13 | Load cables: 16 mm² Three Core Flex nGS, PVC, PCP/EPR Cable | 35 | meter |  | 0
|  |  | 14 | Alternate supply cable 16 mm² three Core RHZ1 armored Cable. | 20 | meter |  | 0
|  |  | 15 | Solar array cables: 25 mm² | 40 | meter |  | 0
|  |  | 16 | 25 mm² bare single core grounding cable | 20 | meter |  | 0
|  |  | 17 | Battery rack for deep cycle batteries | 1 | unit |  | 0
|  |  | 18 | DC Combiner Box | 1 | unit |  | 0
|  |  | 19 | Solar freezer | 1 | unit |  | 0
|  |  | 20 | Distribution box | 1 | unit |  | 0
|  |  | 21 | Air Conditioner | 1 | unit |  | 0
|  |  | 22 | Solid rod Lightning arrestor | 1 | unit |  | 0
|  |  | 23 | Full Grounding station | 1 | unit |  | 0
|  |  | 24 | Inland transportation of all equipment to site | 1 | item |  | 0
|  |  | 25 | Complete installation of all equipment | 1 | item |  | 0
|  |  | 26 | Commisioning and testing | 1 | item |  | 0 |  | 0

## LOT 28 TARABA
S/N | LGA | FACILITY |  | ITEM | QTY | UNIT | UNIT COST | TOTAL COST | CURRENCY | TOTAL COST
1 | GASSOL | FIRST REFERRAL HOSPITAL, MUTUM BIYU | 1 | Load cables: 16 mm² Three Core Flex nGS, PVC, PCP/EPR Cable | 1 | unit |  | 0
|  |  | 2 | Gel deep cycle Battery | 8 | units |  | 0
|  |  | 3 | Monocrystalline 300 watts Solar Panel | 20 | units |  | 0
|  |  | 4 | 80amp MPPT Solar Charge Controller | 1 | unit |  | 0
|  |  | 5 | 90v -250v Surge protection | 1 | unit |  | 0
|  |  | 6 | Solar array stand | 1 | unit |  | 0
|  |  | 7 | Concrete base for solar array stand. | 1 | unit |  | 0
|  |  |  | Installation (MCB, Battery cables, Load cables, solar array cables, …) i.e. : |  |  |  | 0
|  |  | 8 | AC MCB 120 amps | 1 | pc |  | 0
|  |  | 9 | DC MCB 120 amps | 1 | pc |  | 0
|  |  | 10 | DC PV Disconnect 120 amps | 1 | pc |  | 0
|  |  | 11 | Changeover switch 160Amps | 1 | pc |  | 0
|  |  | 12 | Battery cables – 35mm² Single Core Flex, PVC, PCP Cable | 20 | meter |  | 0
|  |  | 13 | Load cables: 16 mm² Three Core Flex nGS, PVC, PCP/EPR Cable | 35 | meter |  | 0
|  |  | 14 | Alternate supply cable 16 mm² three Core RHZ1 armored Cable. | 20 | meter |  | 0
|  |  | 15 | Solar array cables: 25 mm² | 40 | meter |  | 0
|  |  | 16 | 25 mm² bare single core grounding cable | 20 | meter |  | 0
|  |  | 17 | Battery rack for deep cycle batteries | 1 | unit |  | 0
|  |  | 18 | DC Combiner Box | 1 | unit |  | 0
|  |  | 19 | Solar freezer | 1 | unit |  | 0
|  |  | 20 | Distribution box | 1 | unit |  | 0
|  |  | 21 | Air Conditioner | 0 | unit |  | 0
|  |  | 22 | Solid rod Lightning arrestor | 1 | unit |  | 0
|  |  | 23 | Full Grounding station | 1 | unit |  | 0
|  |  | 24 | Inland transportation of all equipment to site | 1 | item |  | 0
|  |  | 25 | Complete installation of all equipment | 1 | item |  | 0
|  |  | 26 | Commisioning and testing | 1 | item |  | 0 |  | 0
2 | ARDO-KOLA | FIRST REFERRAL HOSPITAL, SUNKANI | 1 | DC to AC Inverter | 1 | unit |  | 0
|  |  | 2 | Gel deep cycle Battery | 8 | units |  | 0
|  |  | 3 | Monocrystalline 300 watts Solar Panel | 18 | units |  | 0
|  |  | 4 | 80amp MPPT Solar Charge Controller | 1 | unit |  | 0
|  |  | 5 | 90v -250v Surge protection | 1 | unit |  | 0
|  |  | 6 | Solar array stand | 1 | unit |  | 0
|  |  | 7 | Concrete base for solar array stand. | 1 | unit |  | 0
|  |  |  | Installation (MCB, Battery cables, Load cables, solar array cables, …) i.e. : |  |  |  | 0
|  |  | 8 | AC MCB 120 amps | 1 | pc |  | 0
|  |  | 9 | DC MCB 120 amps | 1 | pc |  | 0
|  |  | 10 | DC PV Disconnect 120 amps | 1 | pc |  | 0
|  |  | 11 | Changeover switch 160Amps | 1 | pc |  | 0
|  |  | 12 | Battery cables – 35mm² Single Core Flex, PVC, PCP Cable | 20 | meter |  | 0
|  |  | 13 | Load cables: 16 mm² Three Core Flex nGS, PVC, PCP/EPR Cable | 35 | meter |  | 0
|  |  | 14 | Alternate supply cable 16 mm² three Core RHZ1 armored Cable. | 20 | meter |  | 0
|  |  | 15 | Solar array cables: 25 mm² | 40 | meter |  | 0
|  |  | 16 | 25 mm² bare single core grounding cable | 20 | meter |  | 0
|  |  | 17 | Battery rack for deep cycle batteries | 1 | unit |  | 0
|  |  | 18 | DC Combiner Box | 1 | unit |  | 0
|  |  | 19 | Solar freezer | 0 | unit |  | 0
|  |  | 20 | Distribution box | 1 | unit |  | 0
|  |  | 21 | Air Conditioner | 0 | unit |  | 0
|  |  | 22 | Solid rod Lightning arrestor | 1 | unit |  | 0
|  |  | 23 | Full Grounding station | 1 | unit |  | 0
|  |  | 24 | Inland transportation of all equipment to site | 1 | item |  | 0
|  |  | 25 | Complete installation of all equipment | 1 | item |  | 0
|  |  | 26 | Commisioning and testing | 1 | item |  | 0 |  | 0
3 | JALINGO | FEDERAL MEDICAL CENTRE JALINGO | 1 | DC to AC Inverter | 1 | unit |  | 0
|  |  | 2 | Gel deep cycle Battery | 12 | units |  | 0
|  |  | 3 | Monocrystalline 300 watts Solar Panel | 18 | units |  | 0
|  |  | 4 | 80amp MPPT Solar Charge Controller | 1 | unit |  | 0
|  |  | 5 | 90v -250v Surge protection | 1 | unit |  | 0
|  |  | 6 | Solar array stand | 1 | unit |  | 0
|  |  | 7 | Concrete base for solar array stand. | 1 | unit |  | 0
|  |  |  | Installation (MCB, Battery cables, Load cables, solar array cables, …) i.e. : |  |  |  | 0
|  |  | 8 | AC MCB 120 amps | 1 | pc |  | 0
|  |  | 9 | DC MCB 120 amps | 1 | pc |  | 0
|  |  | 10 | DC PV Disconnect 120 amps | 1 | pc |  | 0
|  |  | 11 | Changeover switch 160Amps | 1 | pc |  | 0
|  |  | 12 | Battery cables – 35mm² Single Core Flex, PVC, PCP Cable | 20 | meter |  | 0
|  |  | 13 | Load cables: 16 mm² Three Core Flex nGS, PVC, PCP/EPR Cable | 35 | meter |  | 0
|  |  | 14 | Alternate supply cable 16 mm² three Core RHZ1 armored Cable. | 20 | meter |  | 0
|  |  | 15 | Solar array cables: 25 mm² | 40 | meter |  | 0
|  |  | 16 | 25 mm² bare single core grounding cable | 20 | meter |  | 0
|  |  | 17 | Battery rack for deep cycle batteries | 1 | unit |  | 0
|  |  | 18 | DC Combiner Box | 1 | unit |  | 0
|  |  | 19 | Solar freezer | 1 | unit |  | 0
|  |  | 20 | Distribution box | 1 | unit |  | 0
|  |  | 21 | Air Conditioner | 0 | unit |  | 0
|  |  | 22 | Solid rod Lightning arrestor | 1 | unit |  | 0
|  |  | 23 | Full Grounding station | 1 | unit |  | 0
|  |  | 24 | Inland transportation of all equipment to site | 1 | item |  | 0
|  |  | 25 | Complete installation of all equipment | 1 | item |  | 0
|  |  | 26 | Commisioning and testing | 1 | item |  | 0 |  | 0
4 | WUKARI | GENERAL HOSPITAL WUKARI | 1 | DC to AC Inverter | 1 | unit |  | 0
|  |  | 2 | Gel deep cycle Battery | 8 | units |  | 0
|  |  | 3 | Monocrystalline 300 watts Solar Panel | 18 | units |  | 0
|  |  | 4 | 80amp MPPT Solar Charge Controller | 1 | unit |  | 0
|  |  | 5 | 90v -250v Surge protection | 1 | unit |  | 0
|  |  | 6 | Solar array stand | 1 | unit |  | 0
|  |  | 7 | Concrete base for solar array stand. | 1 | unit |  | 0
|  |  |  | Installation (MCB, Battery cables, Load cables, solar array cables, …) i.e. : |  |  |  | 0
|  |  | 8 | AC MCB 120 amps | 1 | pc |  | 0
|  |  | 9 | DC MCB 120 amps | 1 | pc |  | 0
|  |  | 10 | DC PV Disconnect 120 amps | 1 | pc |  | 0
|  |  | 11 | Changeover switch 160Amps | 1 | pc |  | 0
|  |  | 12 | Battery cables – 35mm² Single Core Flex, PVC, PCP Cable | 20 | meter |  | 0
|  |  | 13 | Load cables: 16 mm² Three Core Flex nGS, PVC, PCP/EPR Cable | 35 | meter |  | 0
|  |  | 14 | Alternate supply cable 16 mm² three Core RHZ1 armored Cable. | 20 | meter |  | 0
|  |  | 15 | Solar array cables: 25 mm² | 40 | meter |  | 0
|  |  | 16 | 25 mm² bare single core grounding cable | 20 | meter |  | 0
|  |  | 17 | Battery rack for deep cycle batteries | 1 | unit |  | 0
|  |  | 18 | DC Combiner Box | 1 | unit |  | 0
|  |  | 19 | Solar freezer | 0 | unit |  | 0
|  |  | 20 | Distribution box | 1 | unit |  | 0
|  |  | 21 | Air Conditioner | 1 | unit |  | 0
|  |  | 22 | Solid rod Lightning arrestor | 1 | unit |  | 0
|  |  | 23 | Full Grounding station | 1 | unit |  | 0
|  |  | 24 | Inland transportation of all equipment to site | 1 | item |  | 0
|  |  | 25 | Complete installation of all equipment | 1 | item |  | 0
|  |  | 26 | Commisioning and testing | 1 | item |  | 0 |  | 0
5 | ZING | GENERAL HOSPITAL ZING | 1 | DC to AC Inverter | 1 | unit |  | 0
|  |  | 2 | Gel deep cycle Battery | 11 | units |  | 0
|  |  | 3 | Monocrystalline 300 watts Solar Panel | 18 | units |  | 0
|  |  | 4 | 80amp MPPT Solar Charge Controller | 1 | unit |  | 0
|  |  | 5 | 90v -250v Surge protection | 1 | unit |  | 0
|  |  | 6 | Solar array stand | 1 | unit |  | 0
|  |  | 7 | Concrete base for solar array stand. | 1 | unit |  | 0
|  |  |  | Installation (MCB, Battery cables, Load cables, solar array cables, …) i.e. : |  |  |  | 0
|  |  | 8 | AC MCB 120 amps | 1 | pc |  | 0
|  |  | 9 | DC MCB 120 amps | 1 | pc |  | 0
|  |  | 10 | DC PV Disconnect 120 amps | 1 | pc |  | 0
|  |  | 11 | Changeover switch 160Amps | 1 | pc |  | 0
|  |  | 12 | Battery cables – 35mm² Single Core Flex, PVC, PCP Cable | 20 | meter |  | 0
|  |  | 13 | Load cables: 16 mm² Three Core Flex nGS, PVC, PCP/EPR Cable | 35 | meter |  | 0
|  |  | 14 | Alternate supply cable 16 mm² three Core RHZ1 armored Cable. | 20 | meter |  | 0
|  |  | 15 | Solar array cables: 25 mm² | 40 | meter |  | 0
|  |  | 16 | 25 mm² bare single core grounding cable | 20 | meter |  | 0
|  |  | 17 | Battery rack for deep cycle batteries | 1 | unit |  | 0
|  |  | 18 | DC Combiner Box | 1 | unit |  | 0
|  |  | 19 | Solar freezer | 0 | unit |  | 0
|  |  | 20 | Distribution box | 1 | unit |  | 0
|  |  | 21 | Air Conditioner | 0 | unit |  | 0
|  |  | 22 | Solid rod Lightning arrestor | 1 | unit |  | 0
|  |  | 23 | Full Grounding station | 1 | unit |  | 0
|  |  | 24 | Inland transportation of all equipment to site | 1 | item |  | 0
|  |  | 25 | Complete installation of all equipment | 1 | item |  | 0
|  |  | 26 | Commisioning and testing | 1 | item |  | 0 |  | 0
6 | JALINGO | SPECIALIST HOSPITAL JALINGO | 1 | DC to AC Inverter | 0 | unit |  | 0
|  |  | 2 | Gel deep cycle Battery | 4 | units |  | 0
|  |  | 3 | Monocrystalline 300 watts Solar Panel | 18 | units |  | 0
|  |  | 4 | 80amp MPPT Solar Charge Controller | 1 | unit |  | 0
|  |  | 5 | 90v -250v Surge protection | 1 | unit |  | 0
|  |  | 6 | Solar array stand | 1 | unit |  | 0
|  |  | 7 | Concrete base for solar array stand. | 1 | unit |  | 0
|  |  |  | Installation (MCB, Battery cables, Load cables, solar array cables, …) i.e. : |  |  |  | 0
|  |  | 8 | AC MCB 120 amps | 1 | pc |  | 0
|  |  | 9 | DC MCB 120 amps | 1 | pc |  | 0
|  |  | 10 | DC PV Disconnect 120 amps | 1 | pc |  | 0
|  |  | 11 | Changeover switch 160Amps | 1 | pc |  | 0
|  |  | 12 | Battery cables – 35mm² Single Core Flex, PVC, PCP Cable | 20 | meter |  | 0
|  |  | 13 | Load cables: 16 mm² Three Core Flex nGS, PVC, PCP/EPR Cable | 35 | meter |  | 0
|  |  | 14 | Alternate supply cable 16 mm² three Core RHZ1 armored Cable. | 20 | meter |  | 0
|  |  | 15 | Solar array cables: 25 mm² | 40 | meter |  | 0
|  |  | 16 | 25 mm² bare single core grounding cable | 20 | meter |  | 0
|  |  | 17 | Battery rack for deep cycle batteries | 1 | unit |  | 0
|  |  | 18 | DC Combiner Box | 1 | unit |  | 0
|  |  | 19 | Solar freezer | 1 | unit |  | 0
|  |  | 20 | Distribution box | 1 | unit |  | 0
|  |  | 21 | Air Conditioner | 1 | unit |  | 0
|  |  | 22 | Solid rod Lightning arrestor | 1 | unit |  | 0
|  |  | 23 | Full Grounding station | 1 | unit |  | 0
|  |  | 24 | Inland transportation of all equipment to site | 1 | item |  | 0
|  |  | 25 | Complete installation of all equipment | 1 | item |  | 0
|  |  | 26 | Commisioning and testing | 1 | item |  | 0 |  | 0

## LOT 29 YOBE
S/N | LGA | FACILITY |  | ITEM | QTY | UNIT | UNIT COST | TOTAL COST | CURRENCY | TOTAL COST
1 | NGURU | FEDERAL MEDICAL CENTER NGURU | 1 | Load cables: 16 mm² Three Core Flex nGS, PVC, PCP/EPR Cable | 1 | unit |  | 0
|  |  | 2 | Gel deep cycle Battery | 12 | units |  | 0
|  |  | 3 | Monocrystalline 300 watts Solar Panel | 18 | units |  | 0
|  |  | 4 | 80amp MPPT Solar Charge Controller | 1 | unit |  | 0
|  |  | 5 | 90v -250v Surge protection | 1 | unit |  | 0
|  |  | 6 | Solar array stand | 1 | unit |  | 0
|  |  | 7 | Concrete base for solar array stand. | 1 | unit |  | 0
|  |  |  | Installation (MCB, Battery cables, Load cables, solar array cables, …) i.e. : |  |  |  | 0
|  |  | 8 | AC MCB 120 amps | 1 | pc |  | 0
|  |  | 9 | DC MCB 120 amps | 1 | pc |  | 0
|  |  | 10 | DC PV Disconnect 120 amps | 1 | pc |  | 0
|  |  | 11 | Changeover switch 160Amps | 1 | pc |  | 0
|  |  | 12 | Battery cables – 35mm² Single Core Flex, PVC, PCP Cable | 20 | meter |  | 0
|  |  | 13 | Load cables: 16 mm² Three Core Flex nGS, PVC, PCP/EPR Cable | 35 | meter |  | 0
|  |  | 14 | Alternate supply cable 16 mm² three Core RHZ1 armored Cable. | 20 | meter |  | 0
|  |  | 15 | Solar array cables: 25 mm² | 40 | meter |  | 0
|  |  | 16 | 25 mm² bare single core grounding cable | 20 | meter |  | 0
|  |  | 17 | Battery rack for deep cycle batteries | 1 | unit |  | 0
|  |  | 18 | DC Combiner Box | 1 | unit |  | 0
|  |  | 19 | Solar freezer | 0 | unit |  | 0
|  |  | 20 | Distribution box | 1 | unit |  | 0
|  |  | 21 | Air Conditioner | 1 | unit |  | 0
|  |  | 22 | Solid rod Lightning arrestor | 1 | unit |  | 0
|  |  | 23 | Full Grounding station | 1 | unit |  | 0
|  |  | 24 | Inland transportation of all equipment to site | 1 | item |  | 0
|  |  | 25 | Complete installation of all equipment | 1 | item |  | 0
|  |  | 26 | Commisioning and testing | 1 | item |  | 0 |  | 0
2 | POTISKUM | GENERAL HOSPITAL POTISKUM | 1 | DC to AC Inverter | 1 | unit |  | 0
|  |  | 2 | Gel deep cycle Battery | 12 | units |  | 0
|  |  | 3 | Monocrystalline 300 watts Solar Panel | 18 | units |  | 0
|  |  | 4 | 80amp MPPT Solar Charge Controller | 1 | unit |  | 0
|  |  | 5 | 90v -250v Surge protection | 1 | unit |  | 0
|  |  | 6 | Solar array stand | 1 | unit |  | 0
|  |  | 7 | Concrete base for solar array stand. | 1 | unit |  | 0
|  |  |  | Installation (MCB, Battery cables, Load cables, solar array cables, …) i.e. : |  |  |  | 0
|  |  | 8 | AC MCB 120 amps | 1 | pc |  | 0
|  |  | 9 | DC MCB 120 amps | 1 | pc |  | 0
|  |  | 10 | DC PV Disconnect 120 amps | 1 | pc |  | 0
|  |  | 11 | Changeover switch 160Amps | 1 | pc |  | 0
|  |  | 12 | Battery cables – 35mm² Single Core Flex, PVC, PCP Cable | 20 | meter |  | 0
|  |  | 13 | Load cables: 16 mm² Three Core Flex nGS, PVC, PCP/EPR Cable | 35 | meter |  | 0
|  |  | 14 | Alternate supply cable 16 mm² three Core RHZ1 armored Cable. | 20 | meter |  | 0
|  |  | 15 | Solar array cables: 25 mm² | 40 | meter |  | 0
|  |  | 16 | 25 mm² bare single core grounding cable | 20 | meter |  | 0
|  |  | 17 | Battery rack for deep cycle batteries | 1 | unit |  | 0
|  |  | 18 | DC Combiner Box | 1 | unit |  | 0
|  |  | 19 | Solar freezer | 1 | unit |  | 0
|  |  | 20 | Distribution box | 1 | unit |  | 0
|  |  | 21 | Air Conditioner | 0 | unit |  | 0
|  |  | 22 | Solid rod Lightning arrestor | 1 | unit |  | 0
|  |  | 23 | Full Grounding station | 1 | unit |  | 0
|  |  | 24 | Inland transportation of all equipment to site | 1 | item |  | 0
|  |  | 25 | Complete installation of all equipment | 1 | item |  | 0
|  |  | 26 | Commisioning and testing | 1 | item |  | 0 |  | 0
3 | BADE | GENERAL HOSPITAL GASHUA | 1 | DC to AC Inverter | 1 | unit |  | 0
|  |  | 2 | Gel deep cycle Battery | 8 | units |  | 0
|  |  | 3 | Monocrystalline 300 watts Solar Panel | 18 | units |  | 0
|  |  | 4 | 80amp MPPT Solar Charge Controller | 1 | unit |  | 0
|  |  | 5 | 90v -250v Surge protection | 1 | unit |  | 0
|  |  | 6 | Solar array stand | 1 | unit |  | 0
|  |  | 7 | Concrete base for solar array stand. | 1 | unit |  | 0
|  |  |  | Installation (MCB, Battery cables, Load cables, solar array cables, …) i.e. : |  |  |  | 0
|  |  | 8 | AC MCB 120 amps | 1 | pc |  | 0
|  |  | 9 | DC MCB 120 amps | 1 | pc |  | 0
|  |  | 10 | DC PV Disconnect 120 amps | 1 | pc |  | 0
|  |  | 11 | Changeover switch 160Amps | 1 | pc |  | 0
|  |  | 12 | Battery cables – 35mm² Single Core Flex, PVC, PCP Cable | 20 | meter |  | 0
|  |  | 13 | Load cables: 16 mm² Three Core Flex nGS, PVC, PCP/EPR Cable | 35 | meter |  | 0
|  |  | 14 | Alternate supply cable 16 mm² three Core RHZ1 armored Cable. | 20 | meter |  | 0
|  |  | 15 | Solar array cables: 25 mm² | 40 | meter |  | 0
|  |  | 16 | 25 mm² bare single core grounding cable | 20 | meter |  | 0
|  |  | 17 | Battery rack for deep cycle batteries | 1 | unit |  | 0
|  |  | 18 | DC Combiner Box | 1 | unit |  | 0
|  |  | 19 | Solar freezer | 0 | unit |  | 0
|  |  | 20 | Distribution box | 1 | unit |  | 0
|  |  | 21 | Air Conditioner | 1 | unit |  | 0
|  |  | 22 | Solid rod Lightning arrestor | 1 | unit |  | 0
|  |  | 23 | Full Grounding station | 1 | unit |  | 0
|  |  | 24 | Inland transportation of all equipment to site | 1 | item |  | 0
|  |  | 25 | Complete installation of all equipment | 1 | item |  | 0
|  |  | 26 | Commisioning and testing | 1 | item |  | 0 |  | 0
4
5
6
7
8
9
10
11
12
13
14

## LOT 30 ZAMFARA
S/N | LGA | FACILITY |  | ITEM | QTY | UNIT | UNIT COST | TOTAL COST | CURRENCY | TOTAL COST
1 | GUSAU | FEDERAL MEDICAL CENTER GUSAU | 1 | Load cables: 16 mm² Three Core Flex nGS, PVC, PCP/EPR Cable | 1 | unit |  | 0
|  |  | 2 | Gel deep cycle Battery | 12 | units |  | 0
|  |  | 3 | Monocrystalline 300 watts Solar Panel | 18 | units |  | 0
|  |  | 4 | 80amp MPPT Solar Charge Controller | 1 | unit |  | 0
|  |  | 5 | 90v -250v Surge protection | 1 | unit |  | 0
|  |  | 6 | Solar array stand | 1 | unit |  | 0
|  |  | 7 | Concrete base for solar array stand. | 1 | unit |  | 0
|  |  |  | Installation (MCB, Battery cables, Load cables, solar array cables, …) i.e. : |  |  |  | 0
|  |  | 8 | AC MCB 120 amps | 1 | pc |  | 0
|  |  | 9 | DC MCB 120 amps | 1 | pc |  | 0
|  |  | 10 | DC PV Disconnect 120 amps | 1 | pc |  | 0
|  |  | 11 | Changeover switch 160Amps | 1 | pc |  | 0
|  |  | 12 | Battery cables – 35mm² Single Core Flex, PVC, PCP Cable | 20 | meter |  | 0
|  |  | 13 | Load cables: 16 mm² Three Core Flex nGS, PVC, PCP/EPR Cable | 35 | meter |  | 0
|  |  | 14 | Alternate supply cable 16 mm² three Core RHZ1 armored Cable. | 20 | meter |  | 0
|  |  | 15 | Solar array cables: 25 mm² | 40 | meter |  | 0
|  |  | 16 | 25 mm² bare single core grounding cable | 20 | meter |  | 0
|  |  | 17 | Battery rack for deep cycle batteries | 1 | unit |  | 0
|  |  | 18 | DC Combiner Box | 1 | unit |  | 0
|  |  | 19 | Solar freezer | 0 | unit |  | 0
|  |  | 20 | Distribution box | 1 | unit |  | 0
|  |  | 21 | Air Conditioner | 1 | unit |  | 0
|  |  | 22 | Solid rod Lightning arrestor | 1 | unit |  | 0
|  |  | 23 | Full Grounding station | 1 | unit |  | 0
|  |  | 24 | Inland transportation of all equipment to site | 1 | item |  | 0
|  |  | 25 | Complete installation of all equipment | 1 | item |  | 0
|  |  | 26 | Commisioning and testing | 1 | item |  | 0 |  | 0
2 | BUNGUDU | GENERAL HOSPITAL BUNGUDU | 1 | DC to AC Inverter | 1 | unit |  | 0
|  |  | 2 | Gel deep cycle Battery | 12 | units |  | 0
|  |  | 3 | Monocrystalline 300 watts Solar Panel | 18 | units |  | 0
|  |  | 4 | 80amp MPPT Solar Charge Controller | 1 | unit |  | 0
|  |  | 5 | 90v -250v Surge protection | 1 | unit |  | 0
|  |  | 6 | Solar array stand | 1 | unit |  | 0
|  |  | 7 | Concrete base for solar array stand. | 1 | unit |  | 0
|  |  |  | Installation (MCB, Battery cables, Load cables, solar array cables, …) i.e. : |  |  |  | 0
|  |  | 8 | AC MCB 120 amps | 1 | pc |  | 0
|  |  | 9 | DC MCB 120 amps | 1 | pc |  | 0
|  |  | 10 | DC PV Disconnect 120 amps | 1 | pc |  | 0
|  |  | 11 | Changeover switch 160Amps | 1 | pc |  | 0
|  |  | 12 | Battery cables – 35mm² Single Core Flex, PVC, PCP Cable | 20 | meter |  | 0
|  |  | 13 | Load cables: 16 mm² Three Core Flex nGS, PVC, PCP/EPR Cable | 35 | meter |  | 0
|  |  | 14 | Alternate supply cable 16 mm² three Core RHZ1 armored Cable. | 20 | meter |  | 0
|  |  | 15 | Solar array cables: 25 mm² | 40 | meter |  | 0
|  |  | 16 | 25 mm² bare single core grounding cable | 20 | meter |  | 0
|  |  | 17 | Battery rack for deep cycle batteries | 1 | unit |  | 0
|  |  | 18 | DC Combiner Box | 1 | unit |  | 0
|  |  | 19 | Solar freezer | 0 | unit |  | 0
|  |  | 20 | Distribution box | 1 | unit |  | 0
|  |  | 21 | Air Conditioner | 1 | unit |  | 0
|  |  | 22 | Solid rod Lightning arrestor | 1 | unit |  | 0
|  |  | 23 | Full Grounding station | 1 | unit |  | 0
|  |  | 24 | Inland transportation of all equipment to site | 1 | item |  | 0
|  |  | 25 | Complete installation of all equipment | 1 | item |  | 0
|  |  | 26 | Commisioning and testing | 1 | item |  | 0 |  | 0
3 | GUMMI | GENERAL HOSPITAL GUMMI | 1 | DC to AC Inverter | 1 | unit |  | 0
|  |  | 2 | Gel deep cycle Battery | 8 | units |  | 0
|  |  | 3 | Monocrystalline 300 watts Solar Panel | 18 | units |  | 0
|  |  | 4 | 80amp MPPT Solar Charge Controller | 1 | unit |  | 0
|  |  | 5 | 90v -250v Surge protection | 1 | unit |  | 0
|  |  | 6 | Solar array stand | 1 | unit |  | 0
|  |  | 7 | Concrete base for solar array stand. | 1 | unit |  | 0
|  |  |  | Installation (MCB, Battery cables, Load cables, solar array cables, …) i.e. : |  |  |  | 0
|  |  | 8 | AC MCB 120 amps | 1 | pc |  | 0
|  |  | 9 | DC MCB 120 amps | 1 | pc |  | 0
|  |  | 10 | DC PV Disconnect 120 amps | 1 | pc |  | 0
|  |  | 11 | Changeover switch 160Amps | 1 | pc |  | 0
|  |  | 12 | Battery cables – 35mm² Single Core Flex, PVC, PCP Cable | 20 | meter |  | 0
|  |  | 13 | Load cables: 16 mm² Three Core Flex nGS, PVC, PCP/EPR Cable | 35 | meter |  | 0
|  |  | 14 | Alternate supply cable 16 mm² three Core RHZ1 armored Cable. | 20 | meter |  | 0
|  |  | 15 | Solar array cables: 25 mm² | 40 | meter |  | 0
|  |  | 16 | 25 mm² bare single core grounding cable | 20 | meter |  | 0
|  |  | 17 | Battery rack for deep cycle batteries | 1 | unit |  | 0
|  |  | 18 | DC Combiner Box | 1 | unit |  | 0
|  |  | 19 | Solar freezer | 0 | unit |  | 0
|  |  | 20 | Distribution box | 1 | unit |  | 0
|  |  | 21 | Air Conditioner | 0 | unit |  | 0
|  |  | 22 | Solid rod Lightning arrestor | 1 | unit |  | 0
|  |  | 23 | Full Grounding station | 1 | unit |  | 0
|  |  | 24 | Inland transportation of all equipment to site | 1 | item |  | 0
|  |  | 25 | Complete installation of all equipment | 1 | item |  | 0
|  |  | 26 | Commisioning and testing | 1 | item |  | 0 |  | 0
4 | KAURA | GENERAL HOSPITAL KAURA | 1 | DC to AC Inverter | 1 | unit |  | 0
|  |  | 2 | Gel deep cycle Battery | 10 | units |  | 0
|  |  | 3 | Monocrystalline 300 watts Solar Panel | 6 | units |  | 0
|  |  | 4 | 80amp MPPT Solar Charge Controller | 1 | unit |  | 0
|  |  | 5 | 90v -250v Surge protection | 1 | unit |  | 0
|  |  | 6 | Solar array stand | 1 | unit |  | 0
|  |  | 7 | Concrete base for solar array stand. | 1 | unit |  | 0
|  |  |  | Installation (MCB, Battery cables, Load cables, solar array cables, …) i.e. : |  |  |  | 0
|  |  | 8 | AC MCB 120 amps | 1 | pc |  | 0
|  |  | 9 | DC MCB 120 amps | 1 | pc |  | 0
|  |  | 10 | DC PV Disconnect 120 amps | 1 | pc |  | 0
|  |  | 11 | Changeover switch 160Amps | 1 | pc |  | 0
|  |  | 12 | Battery cables – 35mm² Single Core Flex, PVC, PCP Cable | 20 | meter |  | 0
|  |  | 13 | Load cables: 16 mm² Three Core Flex nGS, PVC, PCP/EPR Cable | 35 | meter |  | 0
|  |  | 14 | Alternate supply cable 16 mm² three Core RHZ1 armored Cable. | 20 | meter |  | 0
|  |  | 15 | Solar array cables: 25 mm² | 40 | meter |  | 0
|  |  | 16 | 25 mm² bare single core grounding cable | 20 | meter |  | 0
|  |  | 17 | Battery rack for deep cycle batteries | 1 | unit |  | 0
|  |  | 18 | DC Combiner Box | 1 | unit |  | 0
|  |  | 19 | Solar freezer | 1 | unit |  | 0
|  |  | 20 | Distribution box | 1 | unit |  | 0
|  |  | 21 | Air Conditioner | 1 | unit |  | 0
|  |  | 22 | Solid rod Lightning arrestor | 1 | unit |  | 0
|  |  | 23 | Full Grounding station | 1 | unit |  | 0
|  |  | 24 | Inland transportation of all equipment to site | 1 | item |  | 0
|  |  | 25 | Complete installation of all equipment | 1 | item |  | 0
|  |  | 26 | Commisioning and testing | 1 | item |  | 0 |  | 0
5 | GUSAU | KING FAHAD CHEST CLINIC | 1 | DC to AC Inverter | 1 | unit |  | 0
|  |  | 2 | Gel deep cycle Battery | 12 | units |  | 0
|  |  | 3 | Monocrystalline 300 watts Solar Panel | 18 | units |  | 0
|  |  | 4 | 80amp MPPT Solar Charge Controller | 1 | unit |  | 0
|  |  | 5 | 90v -250v Surge protection | 1 | unit |  | 0
|  |  | 6 | Solar array stand | 1 | unit |  | 0
|  |  | 7 | Concrete base for solar array stand. | 1 | unit |  | 0
|  |  |  | Installation (MCB, Battery cables, Load cables, solar array cables, …) i.e. : |  |  |  | 0
|  |  | 8 | AC MCB 120 amps | 1 | pc |  | 0
|  |  | 9 | DC MCB 120 amps | 1 | pc |  | 0
|  |  | 10 | DC PV Disconnect 120 amps | 1 | pc |  | 0
|  |  | 11 | Changeover switch 160Amps | 1 | pc |  | 0
|  |  | 12 | Battery cables – 35mm² Single Core Flex, PVC, PCP Cable | 20 | meter |  | 0
|  |  | 13 | Load cables: 16 mm² Three Core Flex nGS, PVC, PCP/EPR Cable | 35 | meter |  | 0
|  |  | 14 | Alternate supply cable 16 mm² three Core RHZ1 armored Cable. | 20 | meter |  | 0
|  |  | 15 | Solar array cables: 25 mm² | 40 | meter |  | 0
|  |  | 16 | 25 mm² bare single core grounding cable | 20 | meter |  | 0
|  |  | 17 | Battery rack for deep cycle batteries | 1 | unit |  | 0
|  |  | 18 | DC Combiner Box | 1 | unit |  | 0
|  |  | 19 | Solar freezer | 0 | unit |  | 0
|  |  | 20 | Distribution box | 1 | unit |  | 0
|  |  | 21 | Air Conditioner | 1 | unit |  | 0
|  |  | 22 | Solid rod Lightning arrestor | 1 | unit |  | 0
|  |  | 23 | Full Grounding station | 1 | unit |  | 0
|  |  | 24 | Inland transportation of all equipment to site | 1 | item |  | 0
|  |  | 25 | Complete installation of all equipment | 1 | item |  | 0
|  |  | 26 | Commisioning and testing | 1 | item |  | 0 |  | 0
6 | GUSAU | SPECIALIST HOSPITAL GUSAU | 1 | DC to AC Inverter | 0 | unit |  | 0
|  |  | 2 | Gel deep cycle Battery | 0 | units |  | 0
|  |  | 3 | Monocrystalline 300 watts Solar Panel | 0 | units |  | 0
|  |  | 4 | 80amp MPPT Solar Charge Controller | 0 | unit |  | 0
|  |  | 5 | 90v -250v Surge protection | 0 | unit |  | 0
|  |  | 6 | Solar array stand | 0 | unit |  | 0
|  |  | 7 | Concrete base for solar array stand. | 0 | unit |  | 0
|  |  |  | Installation (MCB, Battery cables, Load cables, solar array cables, …) i.e. : |  |  |  | 0
|  |  | 8 | AC MCB 120 amps | 0 | pc |  | 0
|  |  | 9 | DC MCB 120 amps | 0 | pc |  | 0
|  |  | 10 | DC PV Disconnect 120 amps | 0 | pc |  | 0
|  |  | 11 | Changeover switch 160Amps | 0 | pc |  | 0
|  |  | 12 | Battery cables – 35mm² Single Core Flex, PVC, PCP Cable | 0 | meter |  | 0
|  |  | 13 | Load cables: 16 mm² Three Core Flex nGS, PVC, PCP/EPR Cable | 0 | meter |  | 0
|  |  | 14 | Alternate supply cable 16 mm² three Core RHZ1 armored Cable. | 0 | meter |  | 0
|  |  | 15 | Solar array cables: 25 mm² | 0 | meter |  | 0
|  |  | 16 | 25 mm² bare single core grounding cable | 0 | meter |  | 0
|  |  | 17 | Battery rack for deep cycle batteries | 0 | unit |  | 0
|  |  | 18 | DC Combiner Box | 0 | unit |  | 0
|  |  | 19 | Solar freezer | 1 | unit |  | 0
|  |  | 20 | Distribution box | 0 | unit |  | 0
|  |  | 21 | Air Conditioner | 0 | unit |  | 0
|  |  | 22 | Solid rod Lightning arrestor | 0 | unit |  | 0
|  |  | 23 | Full Grounding station | 0 | unit |  | 0
|  |  | 24 | Inland transportation of all equipment to site | 1 | item |  | 0
|  |  | 25 | Complete installation of all equipment | 1 | item |  | 0
|  |  | 26 | Commisioning and testing | 0 | item |  | 0 |  | 0

## LOT 31 KADUNA
S/N | LGA | FACILITY |  | ITEM | QTY | UNIT | UNIT COST | TOTAL COST | CURRENCY | TOTAL COST
1 | GIWA | ABUTH SHIKA ZARIA | 1 | Load cables: 16 mm² Three Core Flex nGS, PVC, PCP/EPR Cable | 1 | unit |  | 0
|  |  | 2 | Gel deep cycle Battery | 10 | units |  | 0
|  |  | 3 | Monocrystalline 300 watts Solar Panel | 18 | units |  | 0
|  |  | 4 | 80amp MPPT Solar Charge Controller | 1 | unit |  | 0
|  |  | 5 | 90v -250v Surge protection | 1 | unit |  | 0
|  |  | 6 | Solar array stand | 1 | unit |  | 0
|  |  | 7 | Concrete base for solar array stand. | 1 | unit |  | 0
|  |  |  | Installation (MCB, Battery cables, Load cables, solar array cables, …) i.e. : |  |  |  | 0
|  |  | 8 | AC MCB 120 amps | 1 | pc |  | 0
|  |  | 9 | DC MCB 120 amps | 1 | pc |  | 0
|  |  | 10 | DC PV Disconnect 120 amps | 1 | pc |  | 0
|  |  | 11 | Changeover switch 160Amps | 1 | pc |  | 0
|  |  | 12 | Battery cables – 35mm² Single Core Flex, PVC, PCP Cable | 20 | meter |  | 0
|  |  | 13 | Load cables: 16 mm² Three Core Flex nGS, PVC, PCP/EPR Cable | 35 | meter |  | 0
|  |  | 14 | Alternate supply cable 16 mm² three Core RHZ1 armored Cable. | 20 | meter |  | 0
|  |  | 15 | Solar array cables: 25 mm² | 40 | meter |  | 0
|  |  | 16 | 25 mm² bare single core grounding cable | 20 | meter |  | 0
|  |  | 17 | Battery rack for deep cycle batteries | 1 | unit |  | 0
|  |  | 18 | DC Combiner Box | 1 | unit |  | 0
|  |  | 19 | Solar freezer | 0 | unit |  | 0
|  |  | 20 | Distribution box | 1 | unit |  | 0
|  |  | 21 | Air Conditioner | 0 | unit |  | 0
|  |  | 22 | Solid rod Lightning arrestor | 1 | unit |  | 0
|  |  | 23 | Full Grounding station | 1 | unit |  | 0
|  |  | 24 | Inland transportation of all equipment to site | 1 | item |  | 0
|  |  | 25 | Complete installation of all equipment | 1 | item |  | 0
|  |  | 26 | Commisioning and testing | 1 | item |  | 0
|  |  | 27 | Automatic voltage regulator | 0 | unit |  | 0
|  |  | 28 | Extractor fan | 1 | unit |  | 0 |  | 0
2 | KACHIA | GENERAL HOSPITAL KACHIA | 1 | DC to AC Inverter | 1 | unit |  | 0
|  |  | 2 | Gel deep cycle Battery | 12 | units |  | 0
|  |  | 3 | Monocrystalline 300 watts Solar Panel | 18 | units |  | 0
|  |  | 4 | 80amp MPPT Solar Charge Controller | 1 | unit |  | 0
|  |  | 5 | 90v -250v Surge protection | 1 | unit |  | 0
|  |  | 6 | Solar array stand | 1 | unit |  | 0
|  |  | 7 | Concrete base for solar array stand. | 1 | unit |  | 0
|  |  |  | Installation (MCB, Battery cables, Load cables, solar array cables, …) i.e. : |  |  |  | 0
|  |  | 8 | AC MCB 120 amps | 1 | pc |  | 0
|  |  | 9 | DC MCB 120 amps | 1 | pc |  | 0
|  |  | 10 | DC PV Disconnect 120 amps | 1 | pc |  | 0
|  |  | 11 | Changeover switch 160Amps | 1 | pc |  | 0
|  |  | 12 | Battery cables – 35mm² Single Core Flex, PVC, PCP Cable | 20 | meter |  | 0
|  |  | 13 | Load cables: 16 mm² Three Core Flex nGS, PVC, PCP/EPR Cable | 35 | meter |  | 0
|  |  | 14 | Alternate supply cable 16 mm² three Core RHZ1 armored Cable. | 20 | meter |  | 0
|  |  | 15 | Solar array cables: 25 mm² | 40 | meter |  | 0
|  |  | 16 | 25 mm² bare single core grounding cable | 20 | meter |  | 0
|  |  | 17 | Battery rack for deep cycle batteries | 1 | unit |  | 0
|  |  | 18 | DC Combiner Box | 1 | unit |  | 0
|  |  | 19 | Solar freezer | 0 | unit |  | 0
|  |  | 20 | Distribution box | 1 | unit |  | 0
|  |  | 21 | Air Conditioner | 0 | unit |  | 0
|  |  | 22 | Solid rod Lightning arrestor | 1 | unit |  | 0
|  |  | 23 | Full Grounding station | 1 | unit |  | 0
|  |  | 24 | Inland transportation of all equipment to site | 1 | item |  | 0
|  |  | 25 | Complete installation of all equipment | 1 | item |  | 0
|  |  | 26 | Commisioning and testing | 1 | item |  | 0 |  | 0
3 | JAMA'A | GENERAL HOSPITAL KAFANCHAN | 1 | DC to AC Inverter | 1 | unit |  | 0
|  |  | 2 | Gel deep cycle Battery | 12 | units |  | 0
|  |  | 3 | Monocrystalline 300 watts Solar Panel | 18 | units |  | 0
|  |  | 4 | 80amp MPPT Solar Charge Controller | 1 | unit |  | 0
|  |  | 5 | 90v -250v Surge protection | 1 | unit |  | 0
|  |  | 6 | Solar array stand | 1 | unit |  | 0
|  |  | 7 | Concrete base for solar array stand. | 1 | unit |  | 0
|  |  |  | Installation (MCB, Battery cables, Load cables, solar array cables, …) i.e. : |  |  |  | 0
|  |  | 8 | AC MCB 120 amps | 1 | pc |  | 0
|  |  | 9 | DC MCB 120 amps | 1 | pc |  | 0
|  |  | 10 | DC PV Disconnect 120 amps | 1 | pc |  | 0
|  |  | 11 | Changeover switch 160Amps | 1 | pc |  | 0
|  |  | 12 | Battery cables – 35mm² Single Core Flex, PVC, PCP Cable | 20 | meter |  | 0
|  |  | 13 | Load cables: 16 mm² Three Core Flex nGS, PVC, PCP/EPR Cable | 35 | meter |  | 0
|  |  | 14 | Alternate supply cable 16 mm² three Core RHZ1 armored Cable. | 20 | meter |  | 0
|  |  | 15 | Solar array cables: 25 mm² | 40 | meter |  | 0
|  |  | 16 | 25 mm² bare single core grounding cable | 20 | meter |  | 0
|  |  | 17 | Battery rack for deep cycle batteries | 1 | unit |  | 0
|  |  | 18 | DC Combiner Box | 1 | unit |  | 0
|  |  | 19 | Solar freezer | 0 | unit |  | 0
|  |  | 20 | Distribution box | 1 | unit |  | 0
|  |  | 21 | Air Conditioner | 1 | unit |  | 0
|  |  | 22 | Solid rod Lightning arrestor | 1 | unit |  | 0
|  |  | 23 | Full Grounding station | 1 | unit |  | 0
|  |  | 24 | Inland transportation of all equipment to site | 1 | item |  | 0
|  |  | 25 | Complete installation of all equipment | 1 | item |  | 0
|  |  | 26 | Commisioning and testing | 1 | item |  | 0 |  | 0
4 | SAMINAKA | GENERAL HOSPITAL SAMINAKA | 1 | DC to AC Inverter | 1 | unit |  | 0
|  |  | 2 | Gel deep cycle Battery | 12 | units |  | 0
|  |  | 3 | Monocrystalline 300 watts Solar Panel | 18 | units |  | 0
|  |  | 4 | 80amp MPPT Solar Charge Controller | 1 | unit |  | 0
|  |  | 5 | 90v -250v Surge protection | 1 | unit |  | 0
|  |  | 6 | Solar array stand | 1 | unit |  | 0
|  |  | 7 | Concrete base for solar array stand. | 1 | unit |  | 0
|  |  |  | Installation (MCB, Battery cables, Load cables, solar array cables, …) i.e. : |  |  |  | 0
|  |  | 8 | AC MCB 120 amps | 1 | pc |  | 0
|  |  | 9 | DC MCB 120 amps | 1 | pc |  | 0
|  |  | 10 | DC PV Disconnect 120 amps | 1 | pc |  | 0
|  |  | 11 | Changeover switch 160Amps | 1 | pc |  | 0
|  |  | 12 | Battery cables – 35mm² Single Core Flex, PVC, PCP Cable | 20 | meter |  | 0
|  |  | 13 | Load cables: 16 mm² Three Core Flex nGS, PVC, PCP/EPR Cable | 35 | meter |  | 0
|  |  | 14 | Alternate supply cable 16 mm² three Core RHZ1 armored Cable. | 20 | meter |  | 0
|  |  | 15 | Solar array cables: 25 mm² | 40 | meter |  | 0
|  |  | 16 | 25 mm² bare single core grounding cable | 20 | meter |  | 0
|  |  | 17 | Battery rack for deep cycle batteries | 1 | unit |  | 0
|  |  | 18 | DC Combiner Box | 1 | unit |  | 0
|  |  | 19 | Solar freezer | 0 | unit |  | 0
|  |  | 20 | Distribution box | 1 | unit |  | 0
|  |  | 21 | Air Conditioner | 0 | unit |  | 0
|  |  | 22 | Solid rod Lightning arrestor | 1 | unit |  | 0
|  |  | 23 | Full Grounding station | 1 | unit |  | 0
|  |  | 24 | Inland transportation of all equipment to site | 1 | item |  | 0
|  |  | 25 | Complete installation of all equipment | 1 | item |  | 0
|  |  | 26 | Commisioning and testing | 1 | item |  | 0 |  | 0
5 | KADUNA SOUTH | GWAMNA AWAN GENERAL HOSPITAL | 1 | DC to AC Inverter | 1 | unit |  | 0
|  |  | 2 | Gel deep cycle Battery | 10 | units |  | 0
|  |  | 3 | Monocrystalline 300 watts Solar Panel | 18 | units |  | 0
|  |  | 4 | 80amp MPPT Solar Charge Controller | 1 | unit |  | 0
|  |  | 5 | 90v -250v Surge protection | 1 | unit |  | 0
|  |  | 6 | Solar array stand | 1 | unit |  | 0
|  |  | 7 | Concrete base for solar array stand. | 1 | unit |  | 0
|  |  |  | Installation (MCB, Battery cables, Load cables, solar array cables, …) i.e. : |  |  |  | 0
|  |  | 8 | AC MCB 120 amps | 1 | pc |  | 0
|  |  | 9 | DC MCB 120 amps | 1 | pc |  | 0
|  |  | 10 | DC PV Disconnect 120 amps | 1 | pc |  | 0
|  |  | 11 | Changeover switch 160Amps | 1 | pc |  | 0
|  |  | 12 | Battery cables – 35mm² Single Core Flex, PVC, PCP Cable | 20 | meter |  | 0
|  |  | 13 | Load cables: 16 mm² Three Core Flex nGS, PVC, PCP/EPR Cable | 35 | meter |  | 0
|  |  | 14 | Alternate supply cable 16 mm² three Core RHZ1 armored Cable. | 20 | meter |  | 0
|  |  | 15 | Solar array cables: 25 mm² | 40 | meter |  | 0
|  |  | 16 | 25 mm² bare single core grounding cable | 20 | meter |  | 0
|  |  | 17 | Battery rack for deep cycle batteries | 1 | unit |  | 0
|  |  | 18 | DC Combiner Box | 1 | unit |  | 0
|  |  | 19 | Solar freezer | 0 | unit |  | 0
|  |  | 20 | Distribution box | 1 | unit |  | 0
|  |  | 21 | Air Conditioner | 0 | unit |  | 0
|  |  | 22 | Solid rod Lightning arrestor | 1 | unit |  | 0
|  |  | 23 | Full Grounding station | 1 | unit |  | 0
|  |  | 24 | Inland transportation of all equipment to site | 1 | item |  | 0
|  |  | 25 | Complete installation of all equipment | 1 | item |  | 0
|  |  | 26 | Commisioning and testing | 1 | item |  | 0 |  | 0
6 | ZARIA | NTBLTC ZARIA 1 | 1 | DC to AC Inverter | 1 | unit |  | 0
|  |  | 2 | Gel deep cycle Battery | 12 | units |  | 0
|  |  | 3 | Monocrystalline 300 watts Solar Panel | 22 | units |  | 0
|  |  | 4 | 80amp MPPT Solar Charge Controller | 1 | unit |  | 0
|  |  | 5 | 90v -250v Surge protection | 1 | unit |  | 0
|  |  | 6 | Solar array stand | 1 | unit |  | 0
|  |  | 7 | Concrete base for solar array stand. | 1 | unit |  | 0
|  |  |  | Installation (MCB, Battery cables, Load cables, solar array cables, …) i.e. : |  |  |  | 0
|  |  | 8 | AC MCB 120 amps | 1 | pc |  | 0
|  |  | 9 | DC MCB 120 amps | 1 | pc |  | 0
|  |  | 10 | DC PV Disconnect 120 amps | 1 | pc |  | 0
|  |  | 11 | Changeover switch 160Amps | 1 | pc |  | 0
|  |  | 12 | Battery cables – 35mm² Single Core Flex, PVC, PCP Cable | 20 | meter |  | 0
|  |  | 13 | Load cables: 16 mm² Three Core Flex nGS, PVC, PCP/EPR Cable | 35 | meter |  | 0
|  |  | 14 | Alternate supply cable 16 mm² three Core RHZ1 armored Cable. | 20 | meter |  | 0
|  |  | 15 | Solar array cables: 25 mm² | 40 | meter |  | 0
|  |  | 16 | 25 mm² bare single core grounding cable | 20 | meter |  | 0
|  |  | 17 | Battery rack for deep cycle batteries | 1 | unit |  | 0
|  |  | 18 | DC Combiner Box | 1 | unit |  | 0
|  |  | 19 | Solar freezer | 0 | unit |  | 0
|  |  | 20 | Distribution box | 1 | unit |  | 0
|  |  | 21 | Air Conditioner | 1 | unit |  | 0
|  |  | 22 | Solid rod Lightning arrestor | 1 | unit |  | 0
|  |  | 23 | Full Grounding station | 1 | unit |  | 0
|  |  | 24 | Inland transportation of all equipment to site | 1 | item |  | 0
|  |  | 25 | Complete installation of all equipment | 1 | item |  | 0
|  |  | 26 | Commisioning and testing | 1 | item |  | 0 |  | 0
7 | KADUNA SOUTH | ST GERARD HOSPITAL | 1 | DC to AC Inverter | 1 | unit |  | 0
|  |  | 2 | Gel deep cycle Battery | 10 | units |  | 0
|  |  | 3 | Monocrystalline 300 watts Solar Panel | 18 | units |  | 0
|  |  | 4 | 80amp MPPT Solar Charge Controller | 1 | unit |  | 0
|  |  | 5 | 90v -250v Surge protection | 1 | unit |  | 0
|  |  | 6 | Solar array stand | 1 | unit |  | 0
|  |  | 7 | Concrete base for solar array stand. | 1 | unit |  | 0
|  |  |  | Installation (MCB, Battery cables, Load cables, solar array cables, …) i.e. : |  |  |  | 0
|  |  | 8 | AC MCB 120 amps | 1 | pc |  | 0
|  |  | 9 | DC MCB 120 amps | 1 | pc |  | 0
|  |  | 10 | DC PV Disconnect 120 amps | 1 | pc |  | 0
|  |  | 11 | Changeover switch 160Amps | 1 | pc |  | 0
|  |  | 12 | Battery cables – 35mm² Single Core Flex, PVC, PCP Cable | 20 | meter |  | 0
|  |  | 13 | Load cables: 16 mm² Three Core Flex nGS, PVC, PCP/EPR Cable | 35 | meter |  | 0
|  |  | 14 | Alternate supply cable 16 mm² three Core RHZ1 armored Cable. | 20 | meter |  | 0
|  |  | 15 | Solar array cables: 25 mm² | 40 | meter |  | 0
|  |  | 16 | 25 mm² bare single core grounding cable | 20 | meter |  | 0
|  |  | 17 | Battery rack for deep cycle batteries | 1 | unit |  | 0
|  |  | 18 | DC Combiner Box | 1 | unit |  | 0
|  |  | 19 | Solar freezer | 0 | unit |  | 0
|  |  | 20 | Distribution box | 1 | unit |  | 0
|  |  | 21 | Air Conditioner | 1 | unit |  | 0
|  |  | 22 | Solid rod Lightning arrestor | 1 | unit |  | 0
|  |  | 23 | Full Grounding station | 1 | unit |  | 0
|  |  | 24 | Inland transportation of all equipment to site | 1 | item |  | 0
|  |  | 25 | Complete installation of all equipment | 1 | item |  | 0
|  |  | 26 | Commisioning and testing | 1 | item |  | 0 |  | 0
8 | ZARIA | ST LUKE'S HOSPITAL WUSASA | 1 | DC to AC Inverter | 0 | unit |  | 0
|  |  | 2 | Gel deep cycle Battery | 8 | units |  | 0
|  |  | 3 | Monocrystalline 300 watts Solar Panel | 18 | units |  | 0
|  |  | 4 | 80amp MPPT Solar Charge Controller | 1 | unit |  | 0
|  |  | 5 | 90v -250v Surge protection | 1 | unit |  | 0
|  |  | 6 | Solar array stand | 1 | unit |  | 0
|  |  | 7 | Concrete base for solar array stand. | 1 | unit |  | 0
|  |  |  | Installation (MCB, Battery cables, Load cables, solar array cables, …) i.e. : |  |  |  | 0
|  |  | 8 | AC MCB 120 amps | 1 | pc |  | 0
|  |  | 9 | DC MCB 120 amps | 1 | pc |  | 0
|  |  | 10 | DC PV Disconnect 120 amps | 1 | pc |  | 0
|  |  | 11 | Changeover switch 160Amps | 1 | pc |  | 0
|  |  | 12 | Battery cables – 35mm² Single Core Flex, PVC, PCP Cable | 20 | meter |  | 0
|  |  | 13 | Load cables: 16 mm² Three Core Flex nGS, PVC, PCP/EPR Cable | 35 | meter |  | 0
|  |  | 14 | Alternate supply cable 16 mm² three Core RHZ1 armored Cable. | 20 | meter |  | 0
|  |  | 15 | Solar array cables: 25 mm² | 40 | meter |  | 0
|  |  | 16 | 25 mm² bare single core grounding cable | 20 | meter |  | 0
|  |  | 17 | Battery rack for deep cycle batteries | 1 | unit |  | 0
|  |  | 18 | DC Combiner Box | 1 | unit |  | 0
|  |  | 19 | Solar freezer | 0 | unit |  | 0
|  |  | 20 | Distribution box | 1 | unit |  | 0
|  |  | 21 | Air Conditioner | 1 | unit |  | 0
|  |  | 22 | Solid rod Lightning arrestor | 1 | unit |  | 0
|  |  | 23 | Full Grounding station | 1 | unit |  | 0
|  |  | 24 | Inland transportation of all equipment to site | 1 | item |  | 0
|  |  | 25 | Complete installation of all equipment | 1 | item |  | 0
|  |  | 26 | Commisioning and testing | 1 | item |  | 0 |  | 0

## LOT 32 OGUN
S/N | LGA | FACILITY |  | ITEM | QTY | UNIT | UNIT COST | TOTAL COST | CURRENCY | TOTAL COST
1 | IKENNA | BUTH ILISAN | 1 | Load cables: 16 mm² Three Core Flex nGS, PVC, PCP/EPR Cable | 1 | unit |  | 0
|  |  | 2 | Gel deep cycle Battery | 12 | units |  | 0
|  |  | 3 | Monocrystalline 300 watts Solar Panel | 18 | units |  | 0
|  |  | 4 | 80amp MPPT Solar Charge Controller | 1 | unit |  | 0
|  |  | 5 | 90v -250v Surge protection | 1 | unit |  | 0
|  |  | 6 | Solar array stand | 1 | unit |  | 0
|  |  | 7 | Concrete base for solar array stand. | 1 | unit |  | 0
|  |  |  | Installation (MCB, Battery cables, Load cables, solar array cables, …) i.e. : |  |  |  | 0
|  |  | 8 | AC MCB 120 amps | 1 | pc |  | 0
|  |  | 9 | DC MCB 120 amps | 1 | pc |  | 0
|  |  | 10 | DC PV Disconnect 120 amps | 1 | pc |  | 0
|  |  | 11 | Changeover switch 160Amps | 1 | pc |  | 0
|  |  | 12 | Battery cables – 35mm² Single Core Flex, PVC, PCP Cable | 20 | meter |  | 0
|  |  | 13 | Load cables: 16 mm² Three Core Flex nGS, PVC, PCP/EPR Cable | 35 | meter |  | 0
|  |  | 14 | Alternate supply cable 16 mm² three Core RHZ1 armored Cable. | 20 | meter |  | 0
|  |  | 15 | Solar array cables: 25 mm² | 40 | meter |  | 0
|  |  | 16 | 25 mm² bare single core grounding cable | 20 | meter |  | 0
|  |  | 17 | Battery rack for deep cycle batteries | 1 | unit |  | 0
|  |  | 18 | DC Combiner Box | 1 | unit |  | 0
|  |  | 19 | Solar freezer | 1 | unit |  | 0
|  |  | 20 | Distribution box | 1 | unit |  | 0
|  |  | 21 | Air Conditioner | 1 | unit |  | 0
|  |  | 22 | Solid rod Lightning arrestor | 1 | unit |  | 0
|  |  | 23 | Full Grounding station | 1 | unit |  | 0
|  |  | 24 | Inland transportation of all equipment to site | 1 | item |  | 0
|  |  | 25 | Complete installation of all equipment | 1 | item |  | 0
|  |  | 26 | Commisioning and testing | 1 | item |  | 0 |  | 0
2 | ABEOKUTA SOUTH | FMC ABEOKUTA | 1 | DC to AC Inverter | 1 | unit |  | 0
|  |  | 2 | Gel deep cycle Battery | 8 | units |  | 0
|  |  | 3 | Monocrystalline 300 watts Solar Panel | 18 | units |  | 0
|  |  | 4 | 80amp MPPT Solar Charge Controller | 1 | unit |  | 0
|  |  | 5 | 90v -250v Surge protection | 1 | unit |  | 0
|  |  | 6 | Solar array stand | 1 | unit |  | 0
|  |  | 7 | Concrete base for solar array stand. | 1 | unit |  | 0
|  |  |  | Installation (MCB, Battery cables, Load cables, solar array cables, …) i.e. : |  |  |  | 0
|  |  | 8 | AC MCB 120 amps | 1 | pc |  | 0
|  |  | 9 | DC MCB 120 amps | 1 | pc |  | 0
|  |  | 10 | DC PV Disconnect 120 amps | 1 | pc |  | 0
|  |  | 11 | Changeover switch 160Amps | 1 | pc |  | 0
|  |  | 12 | Battery cables – 35mm² Single Core Flex, PVC, PCP Cable | 20 | meter |  | 0
|  |  | 13 | Load cables: 16 mm² Three Core Flex nGS, PVC, PCP/EPR Cable | 35 | meter |  | 0
|  |  | 14 | Alternate supply cable 16 mm² three Core RHZ1 armored Cable. | 20 | meter |  | 0
|  |  | 15 | Solar array cables: 25 mm² | 40 | meter |  | 0
|  |  | 16 | 25 mm² bare single core grounding cable | 20 | meter |  | 0
|  |  | 17 | Battery rack for deep cycle batteries | 1 | unit |  | 0
|  |  | 18 | DC Combiner Box | 1 | unit |  | 0
|  |  | 19 | Solar freezer | 0 | unit |  | 0
|  |  | 20 | Distribution box | 1 | unit |  | 0
|  |  | 21 | Air Conditioner | 1 | unit |  | 0
|  |  | 22 | Solid rod Lightning arrestor | 1 | unit |  | 0
|  |  | 23 | Full Grounding station | 1 | unit |  | 0
|  |  | 24 | Inland transportation of all equipment to site | 1 | item |  | 0
|  |  | 25 | Complete installation of all equipment | 1 | item |  | 0
|  |  | 26 | Commisioning and testing | 1 | item |  | 0 |  | 0
3 | IPOKIA | GENERAL HOSPITAL IDIROKO | 1 | DC to AC Inverter | 1 | unit |  | 0
|  |  | 2 | Gel deep cycle Battery | 12 | units |  | 0
|  |  | 3 | Monocrystalline 300 watts Solar Panel | 26 | units |  | 0
|  |  | 4 | 80amp MPPT Solar Charge Controller | 1 | unit |  | 0
|  |  | 5 | 90v -250v Surge protection | 1 | unit |  | 0
|  |  | 6 | Solar array stand | 1 | unit |  | 0
|  |  | 7 | Concrete base for solar array stand. | 1 | unit |  | 0
|  |  |  | Installation (MCB, Battery cables, Load cables, solar array cables, …) i.e. : |  |  |  | 0
|  |  | 8 | AC MCB 120 amps | 1 | pc |  | 0
|  |  | 9 | DC MCB 120 amps | 1 | pc |  | 0
|  |  | 10 | DC PV Disconnect 120 amps | 1 | pc |  | 0
|  |  | 11 | Changeover switch 160Amps | 1 | pc |  | 0
|  |  | 12 | Battery cables – 35mm² Single Core Flex, PVC, PCP Cable | 20 | meter |  | 0
|  |  | 13 | Load cables: 16 mm² Three Core Flex nGS, PVC, PCP/EPR Cable | 35 | meter |  | 0
|  |  | 14 | Alternate supply cable 16 mm² three Core RHZ1 armored Cable. | 20 | meter |  | 0
|  |  | 15 | Solar array cables: 25 mm² | 40 | meter |  | 0
|  |  | 16 | 25 mm² bare single core grounding cable | 20 | meter |  | 0
|  |  | 17 | Battery rack for deep cycle batteries | 1 | unit |  | 0
|  |  | 18 | DC Combiner Box | 1 | unit |  | 0
|  |  | 19 | Solar freezer | 1 | unit |  | 0
|  |  | 20 | Distribution box | 1 | unit |  | 0
|  |  | 21 | Air Conditioner | 1 | unit |  | 0
|  |  | 22 | Solid rod Lightning arrestor | 1 | unit |  | 0
|  |  | 23 | Full Grounding station | 1 | unit |  | 0
|  |  | 24 | Inland transportation of all equipment to site | 1 | item |  | 0
|  |  | 25 | Complete installation of all equipment | 1 | item |  | 0
|  |  | 26 | Commisioning and testing | 1 | item |  | 0
|  |  | 27 | Automatic Voltage regulator | 0 | unit |  | 0
|  |  | 28 | Extractor fan | 1 | unit |  | 0 |  | 0
4 | IFO | GENERAL HOSPITAL IFO | 1 | DC to AC Inverter | 1 | unit |  | 0
|  |  | 2 | Gel deep cycle Battery | 8 | units |  | 0
|  |  | 3 | Monocrystalline 300 watts Solar Panel | 18 | units |  | 0
|  |  | 4 | 80amp MPPT Solar Charge Controller | 1 | unit |  | 0
|  |  | 5 | 90v -250v Surge protection | 1 | unit |  | 0
|  |  | 6 | Solar array stand | 1 | unit |  | 0
|  |  | 7 | Concrete base for solar array stand. | 1 | unit |  | 0
|  |  |  | Installation (MCB, Battery cables, Load cables, solar array cables, …) i.e. : |  |  |  | 0
|  |  | 8 | AC MCB 120 amps | 1 | pc |  | 0
|  |  | 9 | DC MCB 120 amps | 1 | pc |  | 0
|  |  | 10 | DC PV Disconnect 120 amps | 1 | pc |  | 0
|  |  | 11 | Changeover switch 160Amps | 1 | pc |  | 0
|  |  | 12 | Battery cables – 35mm² Single Core Flex, PVC, PCP Cable | 20 | meter |  | 0
|  |  | 13 | Load cables: 16 mm² Three Core Flex nGS, PVC, PCP/EPR Cable | 35 | meter |  | 0
|  |  | 14 | Alternate supply cable 16 mm² three Core RHZ1 armored Cable. | 20 | meter |  | 0
|  |  | 15 | Solar array cables: 25 mm² | 40 | meter |  | 0
|  |  | 16 | 25 mm² bare single core grounding cable | 20 | meter |  | 0
|  |  | 17 | Battery rack for deep cycle batteries | 1 | unit |  | 0
|  |  | 18 | DC Combiner Box | 1 | unit |  | 0
|  |  | 19 | Solar freezer | 0 | unit |  | 0
|  |  | 20 | Distribution box | 1 | unit |  | 0
|  |  | 21 | Air Conditioner | 0 | unit |  | 0
|  |  | 22 | Solid rod Lightning arrestor | 1 | unit |  | 0
|  |  | 23 | Full Grounding station | 1 | unit |  | 0
|  |  | 24 | Inland transportation of all equipment to site | 1 | item |  | 0
|  |  | 25 | Complete installation of all equipment | 1 | item |  | 0
|  |  | 26 | Commisioning and testing | 1 | item |  | 0 |  | 0
5 | OBAFEMI OWODE | GENERAL HOSPITAL OWODE EGBA | 1 | DC to AC Inverter | 0 | unit |  | 0
|  |  | 2 | Gel deep cycle Battery | 12 | units |  | 0
|  |  | 3 | Monocrystalline 300 watts Solar Panel | 25 | units |  | 0
|  |  | 4 | 80amp MPPT Solar Charge Controller | 1 | unit |  | 0
|  |  | 5 | 90v -250v Surge protection | 1 | unit |  | 0
|  |  | 6 | Solar array stand | 1 | unit |  | 0
|  |  | 7 | Concrete base for solar array stand. | 1 | unit |  | 0
|  |  |  | Installation (MCB, Battery cables, Load cables, solar array cables, …) i.e. : |  |  |  | 0
|  |  | 8 | AC MCB 120 amps | 1 | pc |  | 0
|  |  | 9 | DC MCB 120 amps | 1 | pc |  | 0
|  |  | 10 | DC PV Disconnect 120 amps | 1 | pc |  | 0
|  |  | 11 | Changeover switch 160Amps | 1 | pc |  | 0
|  |  | 12 | Battery cables – 35mm² Single Core Flex, PVC, PCP Cable | 20 | meter |  | 0
|  |  | 13 | Load cables: 16 mm² Three Core Flex nGS, PVC, PCP/EPR Cable | 35 | meter |  | 0
|  |  | 14 | Alternate supply cable 16 mm² three Core RHZ1 armored Cable. | 20 | meter |  | 0
|  |  | 15 | Solar array cables: 25 mm² | 40 | meter |  | 0
|  |  | 16 | 25 mm² bare single core grounding cable | 20 | meter |  | 0
|  |  | 17 | Battery rack for deep cycle batteries | 1 | unit |  | 0
|  |  | 18 | DC Combiner Box | 1 | unit |  | 0
|  |  | 19 | Solar freezer | 0 | unit |  | 0
|  |  | 20 | Distribution box | 1 | unit |  | 0
|  |  | 21 | Air Conditioner | 1 | unit |  | 0
|  |  | 22 | Solid rod Lightning arrestor | 1 | unit |  | 0
|  |  | 23 | Full Grounding station | 1 | unit |  | 0
|  |  | 24 | Inland transportation of all equipment to site | 1 | item |  | 0
|  |  | 25 | Complete installation of all equipment | 1 | item |  | 0
|  |  | 26 | Commisioning and testing | 1 | item |  | 0 |  | 0
6 | SAGAMU | OOUTH | 1 | DC to AC Inverter | 0 | unit |  | 0
|  |  | 2 | Gel deep cycle Battery | 8 | units |  | 0
|  |  | 3 | Monocrystalline 300 watts Solar Panel | 18 | units |  | 0
|  |  | 4 | 80amp MPPT Solar Charge Controller | 1 | unit |  | 0
|  |  | 5 | 90v -250v Surge protection | 1 | unit |  | 0
|  |  | 6 | Solar array stand | 1 | unit |  | 0
|  |  | 7 | Concrete base for solar array stand. | 1 | unit |  | 0
|  |  |  | Installation (MCB, Battery cables, Load cables, solar array cables, …) i.e. : |  |  |  | 0
|  |  | 8 | AC MCB 120 amps | 1 | pc |  | 0
|  |  | 9 | DC MCB 120 amps | 1 | pc |  | 0
|  |  | 10 | DC PV Disconnect 120 amps | 1 | pc |  | 0
|  |  | 11 | Changeover switch 160Amps | 1 | pc |  | 0
|  |  | 12 | Battery cables – 35mm² Single Core Flex, PVC, PCP Cable | 20 | meter |  | 0
|  |  | 13 | Load cables: 16 mm² Three Core Flex nGS, PVC, PCP/EPR Cable | 35 | meter |  | 0
|  |  | 14 | Alternate supply cable 16 mm² three Core RHZ1 armored Cable. | 20 | meter |  | 0
|  |  | 15 | Solar array cables: 25 mm² | 40 | meter |  | 0
|  |  | 16 | 25 mm² bare single core grounding cable | 20 | meter |  | 0
|  |  | 17 | Battery rack for deep cycle batteries | 1 | unit |  | 0
|  |  | 18 | DC Combiner Box | 1 | unit |  | 0
|  |  | 19 | Solar freezer | 0 | unit |  | 0
|  |  | 20 | Distribution box | 1 | unit |  | 0
|  |  | 21 | Air Conditioner | 0 | unit |  | 0
|  |  | 22 | Solid rod Lightning arrestor | 1 | unit |  | 0
|  |  | 23 | Full Grounding station | 1 | unit |  | 0
|  |  | 24 | Inland transportation of all equipment to site | 1 | item |  | 0
|  |  | 25 | Complete installation of all equipment | 1 | item |  | 0
|  |  | 26 | Commisioning and testing | 1 | item |  | 0 |  | 0
7 | ADO-ODO-OTA | PHC OTA | 1 | DC to AC Inverter | 1 | unit |  | 0
|  |  | 2 | Gel deep cycle Battery | 8 | units |  | 0
|  |  | 3 | Monocrystalline 300 watts Solar Panel | 18 | units |  | 0
|  |  | 4 | 80amp MPPT Solar Charge Controller | 1 | unit |  | 0
|  |  | 5 | 90v -250v Surge protection | 1 | unit |  | 0
|  |  | 6 | Solar array stand | 1 | unit |  | 0
|  |  | 7 | Concrete base for solar array stand. | 1 | unit |  | 0
|  |  |  | Installation (MCB, Battery cables, Load cables, solar array cables, …) i.e. : |  |  |  | 0
|  |  | 8 | AC MCB 120 amps | 1 | pc |  | 0
|  |  | 9 | DC MCB 120 amps | 1 | pc |  | 0
|  |  | 10 | DC PV Disconnect 120 amps | 1 | pc |  | 0
|  |  | 11 | Changeover switch 160Amps | 1 | pc |  | 0
|  |  | 12 | Battery cables – 35mm² Single Core Flex, PVC, PCP Cable | 20 | meter |  | 0
|  |  | 13 | Load cables: 16 mm² Three Core Flex nGS, PVC, PCP/EPR Cable | 35 | meter |  | 0
|  |  | 14 | Alternate supply cable 16 mm² three Core RHZ1 armored Cable. | 20 | meter |  | 0
|  |  | 15 | Solar array cables: 25 mm² | 40 | meter |  | 0
|  |  | 16 | 25 mm² bare single core grounding cable | 20 | meter |  | 0
|  |  | 17 | Battery rack for deep cycle batteries | 1 | unit |  | 0
|  |  | 18 | DC Combiner Box | 1 | unit |  | 0
|  |  | 19 | Solar freezer | 0 | unit |  | 0
|  |  | 20 | Distribution box | 1 | unit |  | 0
|  |  | 21 | Air Conditioner | 0 | unit |  | 0
|  |  | 22 | Solid rod Lightning arrestor | 1 | unit |  | 0
|  |  | 23 | Full Grounding station | 1 | unit |  | 0
|  |  | 24 | Inland transportation of all equipment to site | 1 | item |  | 0
|  |  | 25 | Complete installation of all equipment | 1 | item |  | 0
|  |  | 26 | Commisioning and testing | 1 | item |  | 0 |  | 0
8 | ABEOKUTA SOUTH | SACRED HEART HOSPITAL LANTORO | 1 | DC to AC Inverter | 1 | unit |  | 0
|  |  | 2 | Gel deep cycle Battery | 10 | units |  | 0
|  |  | 3 | Monocrystalline 300 watts Solar Panel | 18 | units |  | 0
|  |  | 4 | 80amp MPPT Solar Charge Controller | 1 | unit |  | 0
|  |  | 5 | 90v -250v Surge protection | 1 | unit |  | 0
|  |  | 6 | Solar array stand | 1 | unit |  | 0
|  |  | 7 | Concrete base for solar array stand. | 1 | unit |  | 0
|  |  |  | Installation (MCB, Battery cables, Load cables, solar array cables, …) i.e. : |  |  |  | 0
|  |  | 8 | AC MCB 120 amps | 1 | pc |  | 0
|  |  | 9 | DC MCB 120 amps | 1 | pc |  | 0
|  |  | 10 | DC PV Disconnect 120 amps | 1 | pc |  | 0
|  |  | 11 | Changeover switch 160Amps | 1 | pc |  | 0
|  |  | 12 | Battery cables – 35mm² Single Core Flex, PVC, PCP Cable | 20 | meter |  | 0
|  |  | 13 | Load cables: 16 mm² Three Core Flex nGS, PVC, PCP/EPR Cable | 35 | meter |  | 0
|  |  | 14 | Alternate supply cable 16 mm² three Core RHZ1 armored Cable. | 20 | meter |  | 0
|  |  | 15 | Solar array cables: 25 mm² | 40 | meter |  | 0
|  |  | 16 | 25 mm² bare single core grounding cable | 20 | meter |  | 0
|  |  | 17 | Battery rack for deep cycle batteries | 1 | unit |  | 0
|  |  | 18 | DC Combiner Box | 1 | unit |  | 0
|  |  | 19 | Solar freezer | 1 | unit |  | 0
|  |  | 20 | Distribution box | 1 | unit |  | 0
|  |  | 21 | Air Conditioner | 1 | unit |  | 0
|  |  | 22 | Solid rod Lightning arrestor | 1 | unit |  | 0
|  |  | 23 | Full Grounding station | 1 | unit |  | 0
|  |  | 24 | Inland transportation of all equipment to site | 1 | item |  | 0
|  |  | 25 | Complete installation of all equipment | 1 | item |  | 0
|  |  | 26 | Commisioning and testing | 1 | item |  | 0 |  | 0
9 | ABEOKUTA NORTH | STATE HOSPITAL IJAYE | 1 | DC to AC Inverter | 1 | unit |  | 0
|  |  | 2 | Gel deep cycle Battery | 8 | units |  | 0
|  |  | 3 | Monocrystalline 300 watts Solar Panel | 19 | units |  | 0
|  |  | 4 | 80amp MPPT Solar Charge Controller | 1 | unit |  | 0
|  |  | 5 | 90v -250v Surge protection | 1 | unit |  | 0
|  |  | 6 | Solar array stand | 1 | unit |  | 0
|  |  | 7 | Concrete base for solar array stand. | 1 | unit |  | 0
|  |  |  | Installation (MCB, Battery cables, Load cables, solar array cables, …) i.e. : |  |  |  | 0
|  |  | 8 | AC MCB 120 amps | 1 | pc |  | 0
|  |  | 9 | DC MCB 120 amps | 1 | pc |  | 0
|  |  | 10 | DC PV Disconnect 120 amps | 1 | pc |  | 0
|  |  | 11 | Changeover switch 160Amps | 1 | pc |  | 0
|  |  | 12 | Battery cables – 35mm² Single Core Flex, PVC, PCP Cable | 20 | meter |  | 0
|  |  | 13 | Load cables: 16 mm² Three Core Flex nGS, PVC, PCP/EPR Cable | 35 | meter |  | 0
|  |  | 14 | Alternate supply cable 16 mm² three Core RHZ1 armored Cable. | 20 | meter |  | 0
|  |  | 15 | Solar array cables: 25 mm² | 40 | meter |  | 0
|  |  | 16 | 25 mm² bare single core grounding cable | 20 | meter |  | 0
|  |  | 17 | Battery rack for deep cycle batteries | 1 | unit |  | 0
|  |  | 18 | DC Combiner Box | 1 | unit |  | 0
|  |  | 19 | Solar freezer | 1 | unit |  | 0
|  |  | 20 | Distribution box | 1 | unit |  | 0
|  |  | 21 | Air Conditioner | 0 | unit |  | 0
|  |  | 22 | Solid rod Lightning arrestor | 1 | unit |  | 0
|  |  | 23 | Full Grounding station | 1 | unit |  | 0
|  |  | 24 | Inland transportation of all equipment to site | 1 | item |  | 0
|  |  | 25 | Complete installation of all equipment | 1 | item |  | 0
|  |  | 26 | Commisioning and testing | 1 | item |  | 0 |  | 0
10 | REMO NORTH | STATE HOSPITAL ISARA | 1 | DC to AC Inverter | 1 | unit |  | 0
|  |  | 2 | Gel deep cycle Battery | 8 | units |  | 0
|  |  | 3 | Monocrystalline 300 watts Solar Panel | 18 | units |  | 0
|  |  | 4 | 80amp MPPT Solar Charge Controller | 1 | unit |  | 0
|  |  | 5 | 90v -250v Surge protection | 1 | unit |  | 0
|  |  | 6 | Solar array stand | 1 | unit |  | 0
|  |  | 7 | Concrete base for solar array stand. | 1 | unit |  | 0
|  |  |  | Installation (MCB, Battery cables, Load cables, solar array cables, …) i.e. : |  |  |  | 0
|  |  | 8 | AC MCB 120 amps | 1 | pc |  | 0
|  |  | 9 | DC MCB 120 amps | 1 | pc |  | 0
|  |  | 10 | DC PV Disconnect 120 amps | 1 | pc |  | 0
|  |  | 11 | Changeover switch 160Amps | 1 | pc |  | 0
|  |  | 12 | Battery cables – 35mm² Single Core Flex, PVC, PCP Cable | 20 | meter |  | 0
|  |  | 13 | Load cables: 16 mm² Three Core Flex nGS, PVC, PCP/EPR Cable | 35 | meter |  | 0
|  |  | 14 | Alternate supply cable 16 mm² three Core RHZ1 armored Cable. | 20 | meter |  | 0
|  |  | 15 | Solar array cables: 25 mm² | 40 | meter |  | 0
|  |  | 16 | 25 mm² bare single core grounding cable | 20 | meter |  | 0
|  |  | 17 | Battery rack for deep cycle batteries | 1 | unit |  | 0
|  |  | 18 | DC Combiner Box | 1 | unit |  | 0
|  |  | 19 | Solar freezer | 1 | unit |  | 0
|  |  | 20 | Distribution box | 1 | unit |  | 0
|  |  | 21 | Air Conditioner | 0 | unit |  | 0
|  |  | 22 | Solid rod Lightning arrestor | 1 | unit |  | 0
|  |  | 23 | Full Grounding station | 1 | unit |  | 0
|  |  | 24 | Inland transportation of all equipment to site | 1 | item |  | 0
|  |  | 25 | Complete installation of all equipment | 1 | item |  | 0
|  |  | 26 | Commisioning and testing | 1 | item |  | 0 |  | 0
11 | IJEBU ODE | STATE HOSPITAL IJEBU ODE | 1 | DC to AC Inverter | 1 | unit |  | 0
|  |  | 2 | Gel deep cycle Battery | 10 | units |  | 0
|  |  | 3 | Monocrystalline 300 watts Solar Panel | 18 | units |  | 0
|  |  | 4 | 80amp MPPT Solar Charge Controller | 1 | unit |  | 0
|  |  | 5 | 90v -250v Surge protection | 1 | unit |  | 0
|  |  | 6 | Solar array stand | 1 | unit |  | 0
|  |  | 7 | Concrete base for solar array stand. | 1 | unit |  | 0
|  |  |  | Installation (MCB, Battery cables, Load cables, solar array cables, …) i.e. : |  |  |  | 0
|  |  | 8 | AC MCB 120 amps | 1 | pc |  | 0
|  |  | 9 | DC MCB 120 amps | 1 | pc |  | 0
|  |  | 10 | DC PV Disconnect 120 amps | 1 | pc |  | 0
|  |  | 11 | Changeover switch 160Amps | 1 | pc |  | 0
|  |  | 12 | Battery cables – 35mm² Single Core Flex, PVC, PCP Cable | 20 | meter |  | 0
|  |  | 13 | Load cables: 16 mm² Three Core Flex nGS, PVC, PCP/EPR Cable | 35 | meter |  | 0
|  |  | 14 | Alternate supply cable 16 mm² three Core RHZ1 armored Cable. | 20 | meter |  | 0
|  |  | 15 | Solar array cables: 25 mm² | 40 | meter |  | 0
|  |  | 16 | 25 mm² bare single core grounding cable | 20 | meter |  | 0
|  |  | 17 | Battery rack for deep cycle batteries | 1 | unit |  | 0
|  |  | 18 | DC Combiner Box | 1 | unit |  | 0
|  |  | 19 | Solar freezer | 0 | unit |  | 0
|  |  | 20 | Distribution box | 1 | unit |  | 0
|  |  | 21 | Air Conditioner | 0 | unit |  | 0
|  |  | 22 | Solid rod Lightning arrestor | 1 | unit |  | 0
|  |  | 23 | Full Grounding station | 1 | unit |  | 0
|  |  | 24 | Inland transportation of all equipment to site | 1 | item |  | 0
|  |  | 25 | Complete installation of all equipment | 1 | item |  | 0
|  |  | 26 | Commisioning and testing | 1 | item |  | 0 |  | 0
12 | YEWA SOUTH | STATE HOSPITAL ILARO | 1 | DC to AC Inverter | 1 | unit |  | 0
|  |  | 2 | Gel deep cycle Battery | 9 | units |  | 0
|  |  | 3 | Monocrystalline 300 watts Solar Panel | 18 | units |  | 0
|  |  | 4 | 80amp MPPT Solar Charge Controller | 1 | unit |  | 0
|  |  | 5 | 90v -250v Surge protection | 1 | unit |  | 0
|  |  | 6 | Solar array stand | 1 | unit |  | 0
|  |  | 7 | Concrete base for solar array stand. | 1 | unit |  | 0
|  |  |  | Installation (MCB, Battery cables, Load cables, solar array cables, …) i.e. : |  |  |  | 0
|  |  | 8 | AC MCB 120 amps | 1 | pc |  | 0
|  |  | 9 | DC MCB 120 amps | 1 | pc |  | 0
|  |  | 10 | DC PV Disconnect 120 amps | 1 | pc |  | 0
|  |  | 11 | Changeover switch 160Amps | 1 | pc |  | 0
|  |  | 12 | Battery cables – 35mm² Single Core Flex, PVC, PCP Cable | 20 | meter |  | 0
|  |  | 13 | Load cables: 16 mm² Three Core Flex nGS, PVC, PCP/EPR Cable | 35 | meter |  | 0
|  |  | 14 | Alternate supply cable 16 mm² three Core RHZ1 armored Cable. | 20 | meter |  | 0
|  |  | 15 | Solar array cables: 25 mm² | 40 | meter |  | 0
|  |  | 16 | 25 mm² bare single core grounding cable | 20 | meter |  | 0
|  |  | 17 | Battery rack for deep cycle batteries | 1 | unit |  | 0
|  |  | 18 | DC Combiner Box | 1 | unit |  | 0
|  |  | 19 | Solar freezer | 0 | unit |  | 0
|  |  | 20 | Distribution box | 1 | unit |  | 0
|  |  | 21 | Air Conditioner | 0 | unit |  | 0
|  |  | 22 | Solid rod Lightning arrestor | 1 | unit |  | 0
|  |  | 23 | Full Grounding station | 1 | unit |  | 0
|  |  | 24 | Inland transportation of all equipment to site | 1 | item |  | 0
|  |  | 25 | Complete installation of all equipment | 1 | item |  | 0
|  |  | 26 | Commisioning and testing | 1 | item |  | 0 |  | 0

## LOT 33 KATSINA
S/N | LGA | FACILITY |  | ITEM | QTY | UNIT | UNIT COST | TOTAL COST | CURRENCY | TOTAL COST
1 | KATSINA | FMC KATSINA | 1 | Load cables: 16 mm² Three Core Flex nGS, PVC, PCP/EPR Cable | 1 | unit |  | 0
|  |  | 2 | Gel deep cycle Battery | 5 | units |  | 0
|  |  | 3 | Monocrystalline 300 watts Solar Panel | 18 | units |  | 0
|  |  | 4 | 80amp MPPT Solar Charge Controller | 1 | unit |  | 0
|  |  | 5 | 90v -250v Surge protection | 1 | unit |  | 0
|  |  | 6 | Solar array stand | 1 | unit |  | 0
|  |  | 7 | Concrete base for solar array stand. | 1 | unit |  | 0
|  |  |  | Installation (MCB, Battery cables, Load cables, solar array cables, …) i.e. : |  |  |  | 0
|  |  | 8 | AC MCB 120 amps | 1 | pc |  | 0
|  |  | 9 | DC MCB 120 amps | 1 | pc |  | 0
|  |  | 10 | DC PV Disconnect 120 amps | 1 | pc |  | 0
|  |  | 11 | Changeover switch 160Amps | 1 | pc |  | 0
|  |  | 12 | Battery cables – 35mm² Single Core Flex, PVC, PCP Cable | 20 | meter |  | 0
|  |  | 13 | Load cables: 16 mm² Three Core Flex nGS, PVC, PCP/EPR Cable | 35 | meter |  | 0
|  |  | 14 | Alternate supply cable 16 mm² three Core RHZ1 armored Cable. | 20 | meter |  | 0
|  |  | 15 | Solar array cables: 25 mm² | 40 | meter |  | 0
|  |  | 16 | 25 mm² bare single core grounding cable | 20 | meter |  | 0
|  |  | 17 | Battery rack for deep cycle batteries | 1 | unit |  | 0
|  |  | 18 | DC Combiner Box | 1 | unit |  | 0
|  |  | 19 | Solar freezer | 0 | unit |  | 0
|  |  | 20 | Distribution box | 1 | unit |  | 0
|  |  | 21 | Air Conditioner | 0 | unit |  | 0
|  |  | 22 | Solid rod Lightning arrestor | 1 | unit |  | 0
|  |  | 23 | Full Grounding station | 1 | unit |  | 0
|  |  | 24 | Inland transportation of all equipment to site | 1 | item |  | 0
|  |  | 25 | Complete installation of all equipment | 1 | item |  | 0
|  |  | 26 | Commisioning and testing | 1 | item |  | 0 |  | 0
2 | DANMUSA | GENERAL HOSPITAL DANMUSA | 1 | DC to AC Inverter | 1 | unit |  | 0
|  |  | 2 | Gel deep cycle Battery | 8 | units |  | 0
|  |  | 3 | Monocrystalline 300 watts Solar Panel | 18 | units |  | 0
|  |  | 4 | 80amp MPPT Solar Charge Controller | 1 | unit |  | 0
|  |  | 5 | 90v -250v Surge protection | 1 | unit |  | 0
|  |  | 6 | Solar array stand | 1 | unit |  | 0
|  |  | 7 | Concrete base for solar array stand. | 1 | unit |  | 0
|  |  |  | Installation (MCB, Battery cables, Load cables, solar array cables, …) i.e. : |  |  |  | 0
|  |  | 8 | AC MCB 120 amps | 1 | pc |  | 0
|  |  | 9 | DC MCB 120 amps | 1 | pc |  | 0
|  |  | 10 | DC PV Disconnect 120 amps | 1 | pc |  | 0
|  |  | 11 | Changeover switch 160Amps | 1 | pc |  | 0
|  |  | 12 | Battery cables – 35mm² Single Core Flex, PVC, PCP Cable | 20 | meter |  | 0
|  |  | 13 | Load cables: 16 mm² Three Core Flex nGS, PVC, PCP/EPR Cable | 35 | meter |  | 0
|  |  | 14 | Alternate supply cable 16 mm² three Core RHZ1 armored Cable. | 20 | meter |  | 0
|  |  | 15 | Solar array cables: 25 mm² | 40 | meter |  | 0
|  |  | 16 | 25 mm² bare single core grounding cable | 20 | meter |  | 0
|  |  | 17 | Battery rack for deep cycle batteries | 1 | unit |  | 0
|  |  | 18 | DC Combiner Box | 1 | unit |  | 0
|  |  | 19 | Solar freezer | 0 | unit |  | 0
|  |  | 20 | Distribution box | 1 | unit |  | 0
|  |  | 21 | Air Conditioner | 0 | unit |  | 0
|  |  | 22 | Solid rod Lightning arrestor | 1 | unit |  | 0
|  |  | 23 | Full Grounding station | 1 | unit |  | 0
|  |  | 24 | Inland transportation of all equipment to site | 1 | item |  | 0
|  |  | 25 | Complete installation of all equipment | 1 | item |  | 0
|  |  | 26 | Commisioning and testing | 1 | item |  | 0 |  | 0
3 | DAURA | GENERAL HOSPITAL DAURA | 1 | DC to AC Inverter | 1 | unit |  | 0
|  |  | 2 | Gel deep cycle Battery | 12 | units |  | 0
|  |  | 3 | Monocrystalline 300 watts Solar Panel | 18 | units |  | 0
|  |  | 4 | 80amp MPPT Solar Charge Controller | 1 | unit |  | 0
|  |  | 5 | 90v -250v Surge protection | 1 | unit |  | 0
|  |  | 6 | Solar array stand | 1 | unit |  | 0
|  |  | 7 | Concrete base for solar array stand. | 1 | unit |  | 0
|  |  |  | Installation (MCB, Battery cables, Load cables, solar array cables, …) i.e. : |  |  |  | 0
|  |  | 8 | AC MCB 120 amps | 1 | pc |  | 0
|  |  | 9 | DC MCB 120 amps | 1 | pc |  | 0
|  |  | 10 | DC PV Disconnect 120 amps | 1 | pc |  | 0
|  |  | 11 | Changeover switch 160Amps | 1 | pc |  | 0
|  |  | 12 | Battery cables – 35mm² Single Core Flex, PVC, PCP Cable | 20 | meter |  | 0
|  |  | 13 | Load cables: 16 mm² Three Core Flex nGS, PVC, PCP/EPR Cable | 35 | meter |  | 0
|  |  | 14 | Alternate supply cable 16 mm² three Core RHZ1 armored Cable. | 20 | meter |  | 0
|  |  | 15 | Solar array cables: 25 mm² | 40 | meter |  | 0
|  |  | 16 | 25 mm² bare single core grounding cable | 20 | meter |  | 0
|  |  | 17 | Battery rack for deep cycle batteries | 1 | unit |  | 0
|  |  | 18 | DC Combiner Box | 1 | unit |  | 0
|  |  | 19 | Solar freezer | 1 | unit |  | 0
|  |  | 20 | Distribution box | 1 | unit |  | 0
|  |  | 21 | Air Conditioner | 1 | unit |  | 0
|  |  | 22 | Solid rod Lightning arrestor | 1 | unit |  | 0
|  |  | 23 | Full Grounding station | 1 | unit |  | 0
|  |  | 24 | Inland transportation of all equipment to site | 1 | item |  | 0
|  |  | 25 | Complete installation of all equipment | 1 | item |  | 0
|  |  | 26 | Commisioning and testing | 1 | item |  | 0 |  | 0
4 | FUNTUA | GENERAL HOSPITAL FUNTUA | 1 | DC to AC Inverter | 1 | unit |  | 0
|  |  | 2 | Gel deep cycle Battery | 12 | units |  | 0
|  |  | 3 | Monocrystalline 300 watts Solar Panel | 18 | units |  | 0
|  |  | 4 | 80amp MPPT Solar Charge Controller | 1 | unit |  | 0
|  |  | 5 | 90v -250v Surge protection | 1 | unit |  | 0
|  |  | 6 | Solar array stand | 1 | unit |  | 0
|  |  | 7 | Concrete base for solar array stand. | 1 | unit |  | 0
|  |  |  | Installation (MCB, Battery cables, Load cables, solar array cables, …) i.e. : |  |  |  | 0
|  |  | 8 | AC MCB 120 amps | 1 | pc |  | 0
|  |  | 9 | DC MCB 120 amps | 1 | pc |  | 0
|  |  | 10 | DC PV Disconnect 120 amps | 1 | pc |  | 0
|  |  | 11 | Changeover switch 160Amps | 1 | pc |  | 0
|  |  | 12 | Battery cables – 35mm² Single Core Flex, PVC, PCP Cable | 20 | meter |  | 0
|  |  | 13 | Load cables: 16 mm² Three Core Flex nGS, PVC, PCP/EPR Cable | 35 | meter |  | 0
|  |  | 14 | Alternate supply cable 16 mm² three Core RHZ1 armored Cable. | 20 | meter |  | 0
|  |  | 15 | Solar array cables: 25 mm² | 40 | meter |  | 0
|  |  | 16 | 25 mm² bare single core grounding cable | 20 | meter |  | 0
|  |  | 17 | Battery rack for deep cycle batteries | 1 | unit |  | 0
|  |  | 18 | DC Combiner Box | 1 | unit |  | 0
|  |  | 19 | Solar freezer | 1 | unit |  | 0
|  |  | 20 | Distribution box | 1 | unit |  | 0
|  |  | 21 | Air Conditioner | 1 | unit |  | 0
|  |  | 22 | Solid rod Lightning arrestor | 1 | unit |  | 0
|  |  | 23 | Full Grounding station | 1 | unit |  | 0
|  |  | 24 | Inland transportation of all equipment to site | 1 | item |  | 0
|  |  | 25 | Complete installation of all equipment | 1 | item |  | 0
|  |  | 26 | Commisioning and testing | 1 | item |  | 0 |  | 0
5 | JIBIA | GENERAL HOSPITAL JIBIA | 1 | DC to AC Inverter | 1 | unit |  | 0
|  |  | 2 | Gel deep cycle Battery | 8 | units |  | 0
|  |  | 3 | Monocrystalline 300 watts Solar Panel | 18 | units |  | 0
|  |  | 4 | 80amp MPPT Solar Charge Controller | 1 | unit |  | 0
|  |  | 5 | 90v -250v Surge protection | 1 | unit |  | 0
|  |  | 6 | Solar array stand | 1 | unit |  | 0
|  |  | 7 | Concrete base for solar array stand. | 1 | unit |  | 0
|  |  |  | Installation (MCB, Battery cables, Load cables, solar array cables, …) i.e. : |  |  |  | 0
|  |  | 8 | AC MCB 120 amps | 1 | pc |  | 0
|  |  | 9 | DC MCB 120 amps | 1 | pc |  | 0
|  |  | 10 | DC PV Disconnect 120 amps | 1 | pc |  | 0
|  |  | 11 | Changeover switch 160Amps | 1 | pc |  | 0
|  |  | 12 | Battery cables – 35mm² Single Core Flex, PVC, PCP Cable | 20 | meter |  | 0
|  |  | 13 | Load cables: 16 mm² Three Core Flex nGS, PVC, PCP/EPR Cable | 35 | meter |  | 0
|  |  | 14 | Alternate supply cable 16 mm² three Core RHZ1 armored Cable. | 20 | meter |  | 0
|  |  | 15 | Solar array cables: 25 mm² | 40 | meter |  | 0
|  |  | 16 | 25 mm² bare single core grounding cable | 20 | meter |  | 0
|  |  | 17 | Battery rack for deep cycle batteries | 1 | unit |  | 0
|  |  | 18 | DC Combiner Box | 1 | unit |  | 0
|  |  | 19 | Solar freezer | 0 | unit |  | 0
|  |  | 20 | Distribution box | 1 | unit |  | 0
|  |  | 21 | Air Conditioner | 0 | unit |  | 0
|  |  | 22 | Solid rod Lightning arrestor | 1 | unit |  | 0
|  |  | 23 | Full Grounding station | 1 | unit |  | 0
|  |  | 24 | Inland transportation of all equipment to site | 1 | item |  | 0
|  |  | 25 | Complete installation of all equipment | 1 | item |  | 0
|  |  | 26 | Commisioning and testing | 1 | item |  | 0 |  | 0
6 | KATSINA | GENERAL HOSPITAL KATSINA | 1 | DC to AC Inverter | 1 | unit |  | 0
|  |  | 2 | Gel deep cycle Battery | 4 | units |  | 0
|  |  | 3 | Monocrystalline 300 watts Solar Panel | 16 | units |  | 0
|  |  | 4 | 80amp MPPT Solar Charge Controller | 1 | unit |  | 0
|  |  | 5 | 90v -250v Surge protection | 1 | unit |  | 0
|  |  | 6 | Solar array stand | 1 | unit |  | 0
|  |  | 7 | Concrete base for solar array stand. | 1 | unit |  | 0
|  |  |  | Installation (MCB, Battery cables, Load cables, solar array cables, …) i.e. : |  |  |  | 0
|  |  | 8 | AC MCB 120 amps | 1 | pc |  | 0
|  |  | 9 | DC MCB 120 amps | 1 | pc |  | 0
|  |  | 10 | DC PV Disconnect 120 amps | 1 | pc |  | 0
|  |  | 11 | Changeover switch 160Amps | 1 | pc |  | 0
|  |  | 12 | Battery cables – 35mm² Single Core Flex, PVC, PCP Cable | 20 | meter |  | 0
|  |  | 13 | Load cables: 16 mm² Three Core Flex nGS, PVC, PCP/EPR Cable | 35 | meter |  | 0
|  |  | 14 | Alternate supply cable 16 mm² three Core RHZ1 armored Cable. | 20 | meter |  | 0
|  |  | 15 | Solar array cables: 25 mm² | 40 | meter |  | 0
|  |  | 16 | 25 mm² bare single core grounding cable | 20 | meter |  | 0
|  |  | 17 | Battery rack for deep cycle batteries | 1 | unit |  | 0
|  |  | 18 | DC Combiner Box | 1 | unit |  | 0
|  |  | 19 | Solar freezer | 0 | unit |  | 0
|  |  | 20 | Distribution box | 1 | unit |  | 0
|  |  | 21 | Air Conditioner | 0 | unit |  | 0
|  |  | 22 | Solid rod Lightning arrestor | 1 | unit |  | 0
|  |  | 23 | Full Grounding station | 1 | unit |  | 0
|  |  | 24 | Inland transportation of all equipment to site | 1 | item |  | 0
|  |  | 25 | Complete installation of all equipment | 1 | item |  | 0
|  |  | 26 | Commisioning and testing | 1 | item |  | 0 |  | 0
7 | RIMI | GENERAL HOSPITAL RIMI | 1 | DC to AC Inverter | 1 | unit |  | 0
|  |  | 2 | Gel deep cycle Battery | 9 | units |  | 0
|  |  | 3 | Monocrystalline 300 watts Solar Panel | 18 | units |  | 0
|  |  | 4 | 80amp MPPT Solar Charge Controller | 1 | unit |  | 0
|  |  | 5 | 90v -250v Surge protection | 1 | unit |  | 0
|  |  | 6 | Solar array stand | 1 | unit |  | 0
|  |  | 7 | Concrete base for solar array stand. | 1 | unit |  | 0
|  |  |  | Installation (MCB, Battery cables, Load cables, solar array cables, …) i.e. : |  |  |  | 0
|  |  | 8 | AC MCB 120 amps | 1 | pc |  | 0
|  |  | 9 | DC MCB 120 amps | 1 | pc |  | 0
|  |  | 10 | DC PV Disconnect 120 amps | 1 | pc |  | 0
|  |  | 11 | Changeover switch 160Amps | 1 | pc |  | 0
|  |  | 12 | Battery cables – 35mm² Single Core Flex, PVC, PCP Cable | 20 | meter |  | 0
|  |  | 13 | Load cables: 16 mm² Three Core Flex nGS, PVC, PCP/EPR Cable | 35 | meter |  | 0
|  |  | 14 | Alternate supply cable 16 mm² three Core RHZ1 armored Cable. | 20 | meter |  | 0
|  |  | 15 | Solar array cables: 25 mm² | 40 | meter |  | 0
|  |  | 16 | 25 mm² bare single core grounding cable | 20 | meter |  | 0
|  |  | 17 | Battery rack for deep cycle batteries | 1 | unit |  | 0
|  |  | 18 | DC Combiner Box | 1 | unit |  | 0
|  |  | 19 | Solar freezer | 0 | unit |  | 0
|  |  | 20 | Distribution box | 1 | unit |  | 0
|  |  | 21 | Air Conditioner | 1 | unit |  | 0
|  |  | 22 | Solid rod Lightning arrestor | 1 | unit |  | 0
|  |  | 23 | Full Grounding station | 1 | unit |  | 0
|  |  | 24 | Inland transportation of all equipment to site | 1 | item |  | 0
|  |  | 25 | Complete installation of all equipment | 1 | item |  | 0
|  |  | 26 | Commisioning and testing | 1 | item |  | 0 |  | 0
8 | KANKIA | GENERAL HOSPITAL KANKIA | 1 | DC to AC Inverter | 1 | unit |  | 0
|  |  | 2 | Gel deep cycle Battery | 12 | units |  | 0
|  |  | 3 | Monocrystalline 300 watts Solar Panel | 18 | units |  | 0
|  |  | 4 | 80amp MPPT Solar Charge Controller | 1 | unit |  | 0
|  |  | 5 | 90v -250v Surge protection | 1 | unit |  | 0
|  |  | 6 | Solar array stand | 1 | unit |  | 0
|  |  | 7 | Concrete base for solar array stand. | 1 | unit |  | 0
|  |  |  | Installation (MCB, Battery cables, Load cables, solar array cables, …) i.e. : |  |  |  | 0
|  |  | 8 | AC MCB 120 amps | 1 | pc |  | 0
|  |  | 9 | DC MCB 120 amps | 1 | pc |  | 0
|  |  | 10 | DC PV Disconnect 120 amps | 1 | pc |  | 0
|  |  | 11 | Changeover switch 160Amps | 1 | pc |  | 0
|  |  | 12 | Battery cables – 35mm² Single Core Flex, PVC, PCP Cable | 20 | meter |  | 0
|  |  | 13 | Load cables: 16 mm² Three Core Flex nGS, PVC, PCP/EPR Cable | 35 | meter |  | 0
|  |  | 14 | Alternate supply cable 16 mm² three Core RHZ1 armored Cable. | 20 | meter |  | 0
|  |  | 15 | Solar array cables: 25 mm² | 40 | meter |  | 0
|  |  | 16 | 25 mm² bare single core grounding cable | 20 | meter |  | 0
|  |  | 17 | Battery rack for deep cycle batteries | 1 | unit |  | 0
|  |  | 18 | DC Combiner Box | 1 | unit |  | 0
|  |  | 19 | Solar freezer | 0 | unit |  | 0
|  |  | 20 | Distribution box | 1 | unit |  | 0
|  |  | 21 | Air Conditioner | 1 | unit |  | 0
|  |  | 22 | Solid rod Lightning arrestor | 1 | unit |  | 0
|  |  | 23 | Full Grounding station | 1 | unit |  | 0
|  |  | 24 | Inland transportation of all equipment to site | 1 | item |  | 0
|  |  | 25 | Complete installation of all equipment | 1 | item |  | 0
|  |  | 26 | Commisioning and testing | 1 | item |  | 0 |  | 0

## LOT 34 KEBBI
S/N | LGA | FACILITY |  | ITEM | QTY | UNIT | UNIT COST | TOTAL COST | CURRENCY | TOTAL COST
1 | BIRNIN KEBBI | FMC BIRNIN KEBBI | 1 | Load cables: 16 mm² Three Core Flex nGS, PVC, PCP/EPR Cable | 1 | unit |  | 0
|  |  | 2 | Gel deep cycle Battery | 8 | units |  | 0
|  |  | 3 | Monocrystalline 300 watts Solar Panel | 18 | units |  | 0
|  |  | 4 | 80amp MPPT Solar Charge Controller | 1 | unit |  | 0
|  |  | 5 | 90v -250v Surge protection | 1 | unit |  | 0
|  |  | 6 | Solar array stand | 1 | unit |  | 0
|  |  | 7 | Concrete base for solar array stand. | 1 | unit |  | 0
|  |  |  | Installation (MCB, Battery cables, Load cables, solar array cables, …) i.e. : |  |  |  | 0
|  |  | 8 | AC MCB 120 amps | 1 | pc |  | 0
|  |  | 9 | DC MCB 120 amps | 1 | pc |  | 0
|  |  | 10 | DC PV Disconnect 120 amps | 1 | pc |  | 0
|  |  | 11 | Changeover switch 160Amps | 1 | pc |  | 0
|  |  | 12 | Battery cables – 35mm² Single Core Flex, PVC, PCP Cable | 20 | meter |  | 0
|  |  | 13 | Load cables: 16 mm² Three Core Flex nGS, PVC, PCP/EPR Cable | 35 | meter |  | 0
|  |  | 14 | Alternate supply cable 16 mm² three Core RHZ1 armored Cable. | 20 | meter |  | 0
|  |  | 15 | Solar array cables: 25 mm² | 40 | meter |  | 0
|  |  | 16 | 25 mm² bare single core grounding cable | 20 | meter |  | 0
|  |  | 17 | Battery rack for deep cycle batteries | 1 | unit |  | 0
|  |  | 18 | DC Combiner Box | 1 | unit |  | 0
|  |  | 19 | Solar freezer | 0 | unit |  | 0
|  |  | 20 | Distribution box | 1 | unit |  | 0
|  |  | 21 | Air Conditioner | 0 | unit |  | 0
|  |  | 22 | Solid rod Lightning arrestor | 1 | unit |  | 0
|  |  | 23 | Full Grounding station | 1 | unit |  | 0
|  |  | 24 | Inland transportation of all equipment to site | 1 | item |  | 0
|  |  | 25 | Complete installation of all equipment | 1 | item |  | 0
|  |  | 26 | Commisioning and testing | 1 | item |  | 0 |  | 0
2 | ARGUNGU | GENERAL HOSPITAL ARGUNGU | 1 | DC to AC Inverter | 1 | unit |  | 0
|  |  | 2 | Gel deep cycle Battery | 8 | units |  | 0
|  |  | 3 | Monocrystalline 300 watts Solar Panel | 22 | units |  | 0
|  |  | 4 | 80amp MPPT Solar Charge Controller | 1 | unit |  | 0
|  |  | 5 | 90v -250v Surge protection | 1 | unit |  | 0
|  |  | 6 | Solar array stand | 1 | unit |  | 0
|  |  | 7 | Concrete base for solar array stand. | 1 | unit |  | 0
|  |  |  | Installation (MCB, Battery cables, Load cables, solar array cables, …) i.e. : |  |  |  | 0
|  |  | 8 | AC MCB 120 amps | 1 | pc |  | 0
|  |  | 9 | DC MCB 120 amps | 1 | pc |  | 0
|  |  | 10 | DC PV Disconnect 120 amps | 1 | pc |  | 0
|  |  | 11 | Changeover switch 160Amps | 1 | pc |  | 0
|  |  | 12 | Battery cables – 35mm² Single Core Flex, PVC, PCP Cable | 20 | meter |  | 0
|  |  | 13 | Load cables: 16 mm² Three Core Flex nGS, PVC, PCP/EPR Cable | 35 | meter |  | 0
|  |  | 14 | Alternate supply cable 16 mm² three Core RHZ1 armored Cable. | 20 | meter |  | 0
|  |  | 15 | Solar array cables: 25 mm² | 40 | meter |  | 0
|  |  | 16 | 25 mm² bare single core grounding cable | 20 | meter |  | 0
|  |  | 17 | Battery rack for deep cycle batteries | 1 | unit |  | 0
|  |  | 18 | DC Combiner Box | 1 | unit |  | 0
|  |  | 19 | Solar freezer | 0 | unit |  | 0
|  |  | 20 | Distribution box | 1 | unit |  | 0
|  |  | 21 | Air Conditioner | 1 | unit |  | 0
|  |  | 22 | Solid rod Lightning arrestor | 1 | unit |  | 0
|  |  | 23 | Full Grounding station | 1 | unit |  | 0
|  |  | 24 | Inland transportation of all equipment to site | 1 | item |  | 0
|  |  | 25 | Complete installation of all equipment | 1 | item |  | 0
|  |  | 26 | Commisioning and testing | 1 | item |  | 0 |  | 0
3 | YAURI | GENERAL HOSPITAL YAURI | 1 | DC to AC Inverter | 1 | unit |  | 0
|  |  | 2 | Gel deep cycle Battery | 8 | units |  | 0
|  |  | 3 | Monocrystalline 300 watts Solar Panel | 24 | units |  | 0
|  |  | 4 | 80amp MPPT Solar Charge Controller | 1 | unit |  | 0
|  |  | 5 | 90v -250v Surge protection | 1 | unit |  | 0
|  |  | 6 | Solar array stand | 1 | unit |  | 0
|  |  | 7 | Concrete base for solar array stand. | 1 | unit |  | 0
|  |  |  | Installation (MCB, Battery cables, Load cables, solar array cables, …) i.e. : |  |  |  | 0
|  |  | 8 | AC MCB 120 amps | 1 | pc |  | 0
|  |  | 9 | DC MCB 120 amps | 1 | pc |  | 0
|  |  | 10 | DC PV Disconnect 120 amps | 1 | pc |  | 0
|  |  | 11 | Changeover switch 160Amps | 1 | pc |  | 0
|  |  | 12 | Battery cables – 35mm² Single Core Flex, PVC, PCP Cable | 20 | meter |  | 0
|  |  | 13 | Load cables: 16 mm² Three Core Flex nGS, PVC, PCP/EPR Cable | 35 | meter |  | 0
|  |  | 14 | Alternate supply cable 16 mm² three Core RHZ1 armored Cable. | 20 | meter |  | 0
|  |  | 15 | Solar array cables: 25 mm² | 40 | meter |  | 0
|  |  | 16 | 25 mm² bare single core grounding cable | 20 | meter |  | 0
|  |  | 17 | Battery rack for deep cycle batteries | 1 | unit |  | 0
|  |  | 18 | DC Combiner Box | 1 | unit |  | 0
|  |  | 19 | Solar freezer | 1 | unit |  | 0
|  |  | 20 | Distribution box | 1 | unit |  | 0
|  |  | 21 | Air Conditioner | 1 | unit |  | 0
|  |  | 22 | Solid rod Lightning arrestor | 1 | unit |  | 0
|  |  | 23 | Full Grounding station | 1 | unit |  | 0
|  |  | 24 | Inland transportation of all equipment to site | 1 | item |  | 0
|  |  | 25 | Complete installation of all equipment | 1 | item |  | 0
|  |  | 26 | Commisioning and testing | 1 | item |  | 0 |  | 0
4 | ZURU | MARTHA BAMAIYI GENERAL HOSPITAL | 1 | DC to AC Inverter | 1 | unit |  | 0
|  |  | 2 | Gel deep cycle Battery | 8 | units |  | 0
|  |  | 3 | Monocrystalline 300 watts Solar Panel | 13 | units |  | 0
|  |  | 4 | 80amp MPPT Solar Charge Controller | 1 | unit |  | 0
|  |  | 5 | 90v -250v Surge protection | 1 | unit |  | 0
|  |  | 6 | Solar array stand | 1 | unit |  | 0
|  |  | 7 | Concrete base for solar array stand. | 1 | unit |  | 0
|  |  |  | Installation (MCB, Battery cables, Load cables, solar array cables, …) i.e. : |  |  |  | 0
|  |  | 8 | AC MCB 120 amps | 1 | pc |  | 0
|  |  | 9 | DC MCB 120 amps | 1 | pc |  | 0
|  |  | 10 | DC PV Disconnect 120 amps | 1 | pc |  | 0
|  |  | 11 | Changeover switch 160Amps | 1 | pc |  | 0
|  |  | 12 | Battery cables – 35mm² Single Core Flex, PVC, PCP Cable | 20 | meter |  | 0
|  |  | 13 | Load cables: 16 mm² Three Core Flex nGS, PVC, PCP/EPR Cable | 35 | meter |  | 0
|  |  | 14 | Alternate supply cable 16 mm² three Core RHZ1 armored Cable. | 20 | meter |  | 0
|  |  | 15 | Solar array cables: 25 mm² | 40 | meter |  | 0
|  |  | 16 | 25 mm² bare single core grounding cable | 20 | meter |  | 0
|  |  | 17 | Battery rack for deep cycle batteries | 1 | unit |  | 0
|  |  | 18 | DC Combiner Box | 1 | unit |  | 0
|  |  | 19 | Solar freezer | 0 | unit |  | 0
|  |  | 20 | Distribution box | 1 | unit |  | 0
|  |  | 21 | Air Conditioner | 1 | unit |  | 0
|  |  | 22 | Solid rod Lightning arrestor | 1 | unit |  | 0
|  |  | 23 | Full Grounding station | 1 | unit |  | 0
|  |  | 24 | Inland transportation of all equipment to site | 1 | item |  | 0
|  |  | 25 | Complete installation of all equipment | 1 | item |  | 0
|  |  | 26 | Commisioning and testing | 1 | item |  | 0 |  | 0

## LOT 35 KOGI
S/N | LGA | FACILITY |  | ITEM | QTY | UNIT | UNIT COST | TOTAL COST | CURRENCY | TOTAL COST
1 | ADAVI | COMPREHENSIVE HEALTH CENTER NAGAZI | 1 | Load cables: 16 mm² Three Core Flex nGS, PVC, PCP/EPR Cable | 1 | unit |  | 0
|  |  | 2 | Gel deep cycle Battery | 5 | units |  | 0
|  |  | 3 | Monocrystalline 300 watts Solar Panel | 25 | units |  | 0
|  |  | 4 | 80amp MPPT Solar Charge Controller | 1 | unit |  | 0
|  |  | 5 | 90v -250v Surge protection | 1 | unit |  | 0
|  |  | 6 | Solar array stand | 1 | unit |  | 0
|  |  | 7 | Concrete base for solar array stand. | 1 | unit |  | 0
|  |  |  | Installation (MCB, Battery cables, Load cables, solar array cables, …) i.e. : |  |  |  | 0
|  |  | 8 | AC MCB 120 amps | 1 | pc |  | 0
|  |  | 9 | DC MCB 120 amps | 1 | pc |  | 0
|  |  | 10 | DC PV Disconnect 120 amps | 1 | pc |  | 0
|  |  | 11 | Changeover switch 160Amps | 1 | pc |  | 0
|  |  | 12 | Battery cables – 35mm² Single Core Flex, PVC, PCP Cable | 20 | meter |  | 0
|  |  | 13 | Load cables: 16 mm² Three Core Flex nGS, PVC, PCP/EPR Cable | 35 | meter |  | 0
|  |  | 14 | Alternate supply cable 16 mm² three Core RHZ1 armored Cable. | 20 | meter |  | 0
|  |  | 15 | Solar array cables: 25 mm² | 40 | meter |  | 0
|  |  | 16 | 25 mm² bare single core grounding cable | 20 | meter |  | 0
|  |  | 17 | Battery rack for deep cycle batteries | 1 | unit |  | 0
|  |  | 18 | DC Combiner Box | 1 | unit |  | 0
|  |  | 19 | Solar freezer | 1 | unit |  | 0
|  |  | 20 | Distribution box | 1 | unit |  | 0
|  |  | 21 | Air Conditioner | 0 | unit |  | 0
|  |  | 22 | Solid rod Lightning arrestor | 1 | unit |  | 0
|  |  | 23 | Full Grounding station | 1 | unit |  | 0
|  |  | 24 | Inland transportation of all equipment to site | 1 | item |  | 0
|  |  | 25 | Complete installation of all equipment | 1 | item |  | 0
|  |  | 26 | Commisioning and testing | 1 | item |  | 0 |  | 0
2 | ANKPA | GENERAL HOSPITAL ANKPA | 1 | DC to AC Inverter | 1 | unit |  | 0
|  |  | 2 | Gel deep cycle Battery | 10 | units |  | 0
|  |  | 3 | Monocrystalline 300 watts Solar Panel | 18 | units |  | 0
|  |  | 4 | 80amp MPPT Solar Charge Controller | 1 | unit |  | 0
|  |  | 5 | 90v -250v Surge protection | 1 | unit |  | 0
|  |  | 6 | Solar array stand | 1 | unit |  | 0
|  |  | 7 | Concrete base for solar array stand. | 1 | unit |  | 0
|  |  |  | Installation (MCB, Battery cables, Load cables, solar array cables, …) i.e. : |  |  |  | 0
|  |  | 8 | AC MCB 120 amps | 1 | pc |  | 0
|  |  | 9 | DC MCB 120 amps | 1 | pc |  | 0
|  |  | 10 | DC PV Disconnect 120 amps | 1 | pc |  | 0
|  |  | 11 | Changeover switch 160Amps | 1 | pc |  | 0
|  |  | 12 | Battery cables – 35mm² Single Core Flex, PVC, PCP Cable | 20 | meter |  | 0
|  |  | 13 | Load cables: 16 mm² Three Core Flex nGS, PVC, PCP/EPR Cable | 35 | meter |  | 0
|  |  | 14 | Alternate supply cable 16 mm² three Core RHZ1 armored Cable. | 20 | meter |  | 0
|  |  | 15 | Solar array cables: 25 mm² | 40 | meter |  | 0
|  |  | 16 | 25 mm² bare single core grounding cable | 20 | meter |  | 0
|  |  | 17 | Battery rack for deep cycle batteries | 1 | unit |  | 0
|  |  | 18 | DC Combiner Box | 1 | unit |  | 0
|  |  | 19 | Solar freezer | 0 | unit |  | 0
|  |  | 20 | Distribution box | 1 | unit |  | 0
|  |  | 21 | Air Conditioner | 0 | unit |  | 0
|  |  | 22 | Solid rod Lightning arrestor | 1 | unit |  | 0
|  |  | 23 | Full Grounding station | 1 | unit |  | 0
|  |  | 24 | Inland transportation of all equipment to site | 1 | item |  | 0
|  |  | 25 | Complete installation of all equipment | 1 | item |  | 0
|  |  | 26 | Commisioning and testing | 1 | item |  | 0 |  | 0
3 | OFU | HOLLEY MEMORIAL HOSPITAL OCHADAMU | 1 | DC to AC Inverter | 1 | unit |  | 0
|  |  | 2 | Gel deep cycle Battery | 12 | units |  | 0
|  |  | 3 | Monocrystalline 300 watts Solar Panel | 18 | units |  | 0
|  |  | 4 | 80amp MPPT Solar Charge Controller | 1 | unit |  | 0
|  |  | 5 | 90v -250v Surge protection | 1 | unit |  | 0
|  |  | 6 | Solar array stand | 1 | unit |  | 0
|  |  | 7 | Concrete base for solar array stand. | 1 | unit |  | 0
|  |  |  | Installation (MCB, Battery cables, Load cables, solar array cables, …) i.e. : |  |  |  | 0
|  |  | 8 | AC MCB 120 amps | 1 | pc |  | 0
|  |  | 9 | DC MCB 120 amps | 1 | pc |  | 0
|  |  | 10 | DC PV Disconnect 120 amps | 1 | pc |  | 0
|  |  | 11 | Changeover switch 160Amps | 1 | pc |  | 0
|  |  | 12 | Battery cables – 35mm² Single Core Flex, PVC, PCP Cable | 20 | meter |  | 0
|  |  | 13 | Load cables: 16 mm² Three Core Flex nGS, PVC, PCP/EPR Cable | 35 | meter |  | 0
|  |  | 14 | Alternate supply cable 16 mm² three Core RHZ1 armored Cable. | 20 | meter |  | 0
|  |  | 15 | Solar array cables: 25 mm² | 40 | meter |  | 0
|  |  | 16 | 25 mm² bare single core grounding cable | 20 | meter |  | 0
|  |  | 17 | Battery rack for deep cycle batteries | 1 | unit |  | 0
|  |  | 18 | DC Combiner Box | 1 | unit |  | 0
|  |  | 19 | Solar freezer | 0 | unit |  | 0
|  |  | 20 | Distribution box | 1 | unit |  | 0
|  |  | 21 | Air Conditioner | 1 | unit |  | 0
|  |  | 22 | Solid rod Lightning arrestor | 1 | unit |  | 0
|  |  | 23 | Full Grounding station | 1 | unit |  | 0
|  |  | 24 | Inland transportation of all equipment to site | 1 | item |  | 0
|  |  | 25 | Complete installation of all equipment | 1 | item |  | 0
|  |  | 26 | Commisioning and testing | 1 | item |  | 0 |  | 0
4 | LOKOJA | KOGI STATE SPECIALIST HOSPITAL LOKOJA | 1 | DC to AC Inverter | 0 | unit |  | 0
|  |  | 2 | Gel deep cycle Battery | 0 | units |  | 0
|  |  | 3 | Monocrystalline 300 watts Solar Panel | 0 | units |  | 0
|  |  | 4 | 80amp MPPT Solar Charge Controller | 0 | unit |  | 0
|  |  | 5 | 90v -250v Surge protection | 0 | unit |  | 0
|  |  | 6 | Solar array stand | 0 | unit |  | 0
|  |  | 7 | Concrete base for solar array stand. | 0 | unit |  | 0
|  |  |  | Installation (MCB, Battery cables, Load cables, solar array cables, …) i.e. : |  |  |  | 0
|  |  | 8 | AC MCB 120 amps | 0 | pc |  | 0
|  |  | 9 | DC MCB 120 amps | 0 | pc |  | 0
|  |  | 10 | DC PV Disconnect 120 amps | 0 | pc |  | 0
|  |  | 11 | Changeover switch 160Amps | 0 | pc |  | 0
|  |  | 12 | Battery cables – 35mm² Single Core Flex, PVC, PCP Cable | 0 | meter |  | 0
|  |  | 13 | Load cables: 16 mm² Three Core Flex nGS, PVC, PCP/EPR Cable | 0 | meter |  | 0
|  |  | 14 | Alternate supply cable 16 mm² three Core RHZ1 armored Cable. | 20 | meter |  | 0
|  |  | 15 | Solar array cables: 25 mm² | 0 | meter |  | 0
|  |  | 16 | 25 mm² bare single core grounding cable | 0 | meter |  | 0
|  |  | 17 | Battery rack for deep cycle batteries | 0 | unit |  | 0
|  |  | 18 | DC Combiner Box | 0 | unit |  | 0
|  |  | 19 | Solar freezer | 0 | unit |  | 0
|  |  | 20 | Distribution box | 0 | unit |  | 0
|  |  | 21 | Air Conditioner | 1 | unit |  | 0
|  |  | 22 | Solid rod Lightning arrestor | 0 | unit |  | 0
|  |  | 23 | Full Grounding station | 0 | unit |  | 0
|  |  | 24 | Inland transportation of all equipment to site | 1 | item |  | 0
|  |  | 25 | Complete installation of all equipment | 1 | item |  | 0
|  |  | 26 | Commisioning and testing | 1 | item |  | 0 |  | 0
5 | OKENE | ZONAL HOSPITAL OKENE | 1 | DC to AC Inverter | 1 | unit |  | 0
|  |  | 2 | Gel deep cycle Battery | 8 | units |  | 0
|  |  | 3 | Monocrystalline 300 watts Solar Panel | 18 | units |  | 0
|  |  | 4 | 80amp MPPT Solar Charge Controller | 1 | unit |  | 0
|  |  | 5 | 90v -250v Surge protection | 1 | unit |  | 0
|  |  | 6 | Solar array stand | 1 | unit |  | 0
|  |  | 7 | Concrete base for solar array stand. | 1 | unit |  | 0
|  |  |  | Installation (MCB, Battery cables, Load cables, solar array cables, …) i.e. : |  |  |  | 0
|  |  | 8 | AC MCB 120 amps | 1 | pc |  | 0
|  |  | 9 | DC MCB 120 amps | 1 | pc |  | 0
|  |  | 10 | DC PV Disconnect 120 amps | 1 | pc |  | 0
|  |  | 11 | Changeover switch 160Amps | 1 | pc |  | 0
|  |  | 12 | Battery cables – 35mm² Single Core Flex, PVC, PCP Cable | 20 | meter |  | 0
|  |  | 13 | Load cables: 16 mm² Three Core Flex nGS, PVC, PCP/EPR Cable | 35 | meter |  | 0
|  |  | 14 | Alternate supply cable 16 mm² three Core RHZ1 armored Cable. | 20 | meter |  | 0
|  |  | 15 | Solar array cables: 25 mm² | 40 | meter |  | 0
|  |  | 16 | 25 mm² bare single core grounding cable | 20 | meter |  | 0
|  |  | 17 | Battery rack for deep cycle batteries | 1 | unit |  | 0
|  |  | 18 | DC Combiner Box | 1 | unit |  | 0
|  |  | 19 | Solar freezer | 0 | unit |  | 0
|  |  | 20 | Distribution box | 1 | unit |  | 0
|  |  | 21 | Air Conditioner | 1 | unit |  | 0
|  |  | 22 | Solid rod Lightning arrestor | 1 | unit |  | 0
|  |  | 23 | Full Grounding station | 1 | unit |  | 0
|  |  | 24 | Inland transportation of all equipment to site | 1 | item |  | 0
|  |  | 25 | Complete installation of all equipment | 1 | item |  | 0
|  |  | 26 | Commisioning and testing | 1 | item |  | 0 |  | 0

## LOT 36 KWARA
S/N | LGA | FACILITY |  | ITEM | QTY | UNIT | UNIT COST | TOTAL COST | CURRENCY | TOTAL COST
1 | EDU | COMPREHENSIVE HEALTH CENTER SONGA | 1 | Load cables: 16 mm² Three Core Flex nGS, PVC, PCP/EPR Cable | 1 | unit |  | 0
|  |  | 2 | Gel deep cycle Battery | 9 | units |  | 0
|  |  | 3 | Monocrystalline 300 watts Solar Panel | 25 | units |  | 0
|  |  | 4 | 80amp MPPT Solar Charge Controller | 1 | unit |  | 0
|  |  | 5 | 90v -250v Surge protection | 1 | unit |  | 0
|  |  | 6 | Solar array stand | 1 | unit |  | 0
|  |  | 7 | Concrete base for solar array stand. | 1 | unit |  | 0
|  |  |  | Installation (MCB, Battery cables, Load cables, solar array cables, …) i.e. : |  |  |  | 0
|  |  | 8 | AC MCB 120 amps | 1 | pc |  | 0
|  |  | 9 | DC MCB 120 amps | 1 | pc |  | 0
|  |  | 10 | DC PV Disconnect 120 amps | 1 | pc |  | 0
|  |  | 11 | Changeover switch 160Amps | 1 | pc |  | 0
|  |  | 12 | Battery cables – 35mm² Single Core Flex, PVC, PCP Cable | 20 | meter |  | 0
|  |  | 13 | Load cables: 16 mm² Three Core Flex nGS, PVC, PCP/EPR Cable | 35 | meter |  | 0
|  |  | 14 | Alternate supply cable 16 mm² three Core RHZ1 armored Cable. | 20 | meter |  | 0
|  |  | 15 | Solar array cables: 25 mm² | 40 | meter |  | 0
|  |  | 16 | 25 mm² bare single core grounding cable | 20 | meter |  | 0
|  |  | 17 | Battery rack for deep cycle batteries | 1 | unit |  | 0
|  |  | 18 | DC Combiner Box | 1 | unit |  | 0
|  |  | 19 | Solar freezer | 0 | unit |  | 0
|  |  | 20 | Distribution box | 1 | unit |  | 0
|  |  | 21 | Air Conditioner | 0 | unit |  | 0
|  |  | 22 | Solid rod Lightning arrestor | 1 | unit |  | 0
|  |  | 23 | Full Grounding station | 1 | unit |  | 0
|  |  | 24 | Inland transportation of all equipment to site | 1 | item |  | 0
|  |  | 25 | Complete installation of all equipment | 1 | item |  | 0
|  |  | 26 | Commisioning and testing | 1 | item |  | 0 |  | 0
2 | ILORIN EAST | UITH | 1 | DC to AC Inverter | 1 | unit |  | 0
|  |  | 2 | Gel deep cycle Battery | 9 | units |  | 0
|  |  | 3 | Monocrystalline 300 watts Solar Panel | 16 | units |  | 0
|  |  | 4 | 80amp MPPT Solar Charge Controller | 1 | unit |  | 0
|  |  | 5 | 90v -250v Surge protection | 1 | unit |  | 0
|  |  | 6 | Solar array stand | 1 | unit |  | 0
|  |  | 7 | Concrete base for solar array stand. | 1 | unit |  | 0
|  |  |  | Installation (MCB, Battery cables, Load cables, solar array cables, …) i.e. : |  |  |  | 0
|  |  | 8 | AC MCB 120 amps | 1 | pc |  | 0
|  |  | 9 | DC MCB 120 amps | 1 | pc |  | 0
|  |  | 10 | DC PV Disconnect 120 amps | 1 | pc |  | 0
|  |  | 11 | Changeover switch 160Amps | 1 | pc |  | 0
|  |  | 12 | Battery cables – 35mm² Single Core Flex, PVC, PCP Cable | 20 | meter |  | 0
|  |  | 13 | Load cables: 16 mm² Three Core Flex nGS, PVC, PCP/EPR Cable | 35 | meter |  | 0
|  |  | 14 | Alternate supply cable 16 mm² three Core RHZ1 armored Cable. | 20 | meter |  | 0
|  |  | 15 | Solar array cables: 25 mm² | 40 | meter |  | 0
|  |  | 16 | 25 mm² bare single core grounding cable | 20 | meter |  | 0
|  |  | 17 | Battery rack for deep cycle batteries | 1 | unit |  | 0
|  |  | 18 | DC Combiner Box | 1 | unit |  | 0
|  |  | 19 | Solar freezer | 0 | unit |  | 0
|  |  | 20 | Distribution box | 1 | unit |  | 0
|  |  | 21 | Air Conditioner | 1 | unit |  | 0
|  |  | 22 | Solid rod Lightning arrestor | 1 | unit |  | 0
|  |  | 23 | Full Grounding station | 1 | unit |  | 0
|  |  | 24 | Inland transportation of all equipment to site | 1 | item |  | 0
|  |  | 25 | Complete installation of all equipment | 1 | item |  | 0
|  |  | 26 | Commisioning and testing | 1 | item |  | 0 |  | 0
3 | ILORIN WEST | GENERAL HOSPITAL ILORIN | 1 | DC to AC Inverter | 1 | unit |  | 0
|  |  | 2 | Gel deep cycle Battery | 4 | units |  | 0
|  |  | 3 | Monocrystalline 300 watts Solar Panel | 22 | units |  | 0
|  |  | 4 | 80amp MPPT Solar Charge Controller | 1 | unit |  | 0
|  |  | 5 | 90v -250v Surge protection | 1 | unit |  | 0
|  |  | 6 | Solar array stand | 1 | unit |  | 0
|  |  | 7 | Concrete base for solar array stand. | 1 | unit |  | 0
|  |  |  | Installation (MCB, Battery cables, Load cables, solar array cables, …) i.e. : |  |  |  | 0
|  |  | 8 | AC MCB 120 amps | 1 | pc |  | 0
|  |  | 9 | DC MCB 120 amps | 1 | pc |  | 0
|  |  | 10 | DC PV Disconnect 120 amps | 1 | pc |  | 0
|  |  | 11 | Changeover switch 160Amps | 1 | pc |  | 0
|  |  | 12 | Battery cables – 35mm² Single Core Flex, PVC, PCP Cable | 20 | meter |  | 0
|  |  | 13 | Load cables: 16 mm² Three Core Flex nGS, PVC, PCP/EPR Cable | 35 | meter |  | 0
|  |  | 14 | Alternate supply cable 16 mm² three Core RHZ1 armored Cable. | 20 | meter |  | 0
|  |  | 15 | Solar array cables: 25 mm² | 40 | meter |  | 0
|  |  | 16 | 25 mm² bare single core grounding cable | 20 | meter |  | 0
|  |  | 17 | Battery rack for deep cycle batteries | 1 | unit |  | 0
|  |  | 18 | DC Combiner Box | 1 | unit |  | 0
|  |  | 19 | Solar freezer | 0 | unit |  | 0
|  |  | 20 | Distribution box | 1 | unit |  | 0
|  |  | 21 | Air Conditioner | 1 | unit |  | 0
|  |  | 22 | Solid rod Lightning arrestor | 1 | unit |  | 0
|  |  | 23 | Full Grounding station | 1 | unit |  | 0
|  |  | 24 | Inland transportation of all equipment to site | 1 | item |  | 0
|  |  | 25 | Complete installation of all equipment | 1 | item |  | 0
|  |  | 26 | Commisioning and testing | 1 | item |  | 0 |  | 0
4 | OFFA | GENERAL HOSPITAL OFFA | 1 | DC to AC Inverter | 1 | unit |  | 0
|  |  | 2 | Gel deep cycle Battery | 9 | units |  | 0
|  |  | 3 | Monocrystalline 300 watts Solar Panel | 24 | units |  | 0
|  |  | 4 | 80amp MPPT Solar Charge Controller | 1 | unit |  | 0
|  |  | 5 | 90v -250v Surge protection | 1 | unit |  | 0
|  |  | 6 | Solar array stand | 1 | unit |  | 0
|  |  | 7 | Concrete base for solar array stand. | 1 | unit |  | 0
|  |  |  | Installation (MCB, Battery cables, Load cables, solar array cables, …) i.e. : |  |  |  | 0
|  |  | 8 | AC MCB 120 amps | 1 | pc |  | 0
|  |  | 9 | DC MCB 120 amps | 1 | pc |  | 0
|  |  | 10 | DC PV Disconnect 120 amps | 1 | pc |  | 0
|  |  | 11 | Changeover switch 160Amps | 1 | pc |  | 0
|  |  | 12 | Battery cables – 35mm² Single Core Flex, PVC, PCP Cable | 20 | meter |  | 0
|  |  | 13 | Load cables: 16 mm² Three Core Flex nGS, PVC, PCP/EPR Cable | 35 | meter |  | 0
|  |  | 14 | Alternate supply cable 16 mm² three Core RHZ1 armored Cable. | 20 | meter |  | 0
|  |  | 15 | Solar array cables: 25 mm² | 40 | meter |  | 0
|  |  | 16 | 25 mm² bare single core grounding cable | 20 | meter |  | 0
|  |  | 17 | Battery rack for deep cycle batteries | 1 | unit |  | 0
|  |  | 18 | DC Combiner Box | 1 | unit |  | 0
|  |  | 19 | Solar freezer | 0 | unit |  | 0
|  |  | 20 | Distribution box | 1 | unit |  | 0
|  |  | 21 | Air Conditioner | 1 | unit |  | 0
|  |  | 22 | Solid rod Lightning arrestor | 1 | unit |  | 0
|  |  | 23 | Full Grounding station | 1 | unit |  | 0
|  |  | 24 | Inland transportation of all equipment to site | 1 | item |  | 0
|  |  | 25 | Complete installation of all equipment | 1 | item |  | 0
|  |  | 26 | Commisioning and testing | 1 | item |  | 0 |  | 0
5 | ILORIN SOUTH | SOBI SPECIALIST HOSPITAL | 1 | DC to AC Inverter | 1 | unit |  | 0
|  |  | 2 | Gel deep cycle Battery | 10 | units |  | 0
|  |  | 3 | Monocrystalline 300 watts Solar Panel | 24 | units |  | 0
|  |  | 4 | 80amp MPPT Solar Charge Controller | 1 | unit |  | 0
|  |  | 5 | 90v -250v Surge protection | 1 | unit |  | 0
|  |  | 6 | Solar array stand | 1 | unit |  | 0
|  |  | 7 | Concrete base for solar array stand. | 1 | unit |  | 0
|  |  |  | Installation (MCB, Battery cables, Load cables, solar array cables, …) i.e. : |  |  |  | 0
|  |  | 8 | AC MCB 120 amps | 1 | pc |  | 0
|  |  | 9 | DC MCB 120 amps | 1 | pc |  | 0
|  |  | 10 | DC PV Disconnect 120 amps | 1 | pc |  | 0
|  |  | 11 | Changeover switch 160Amps | 1 | pc |  | 0
|  |  | 12 | Battery cables – 35mm² Single Core Flex, PVC, PCP Cable | 20 | meter |  | 0
|  |  | 13 | Load cables: 16 mm² Three Core Flex nGS, PVC, PCP/EPR Cable | 35 | meter |  | 0
|  |  | 14 | Alternate supply cable 16 mm² three Core RHZ1 armored Cable. | 20 | meter |  | 0
|  |  | 15 | Solar array cables: 25 mm² | 40 | meter |  | 0
|  |  | 16 | 25 mm² bare single core grounding cable | 20 | meter |  | 0
|  |  | 17 | Battery rack for deep cycle batteries | 1 | unit |  | 0
|  |  | 18 | DC Combiner Box | 1 | unit |  | 0
|  |  | 19 | Solar freezer | 0 | unit |  | 0
|  |  | 20 | Distribution box | 1 | unit |  | 0
|  |  | 21 | Air Conditioner | 1 | unit |  | 0
|  |  | 22 | Solid rod Lightning arrestor | 1 | unit |  | 0
|  |  | 23 | Full Grounding station | 1 | unit |  | 0
|  |  | 24 | Inland transportation of all equipment to site | 1 | item |  | 0
|  |  | 25 | Complete installation of all equipment | 1 | item |  | 0
|  |  | 26 | Commisioning and testing | 1 | item |  | 0 |  | 0

## LOT 37 NIGER
S/N | LGA | FACILITY |  | ITEM | QTY | UNIT | UNIT COST | TOTAL COST | CURRENCY | TOTAL COST
1 | MAGAMA | BASIC HEALTH CENTER SALKA | 1 | Load cables: 16 mm² Three Core Flex nGS, PVC, PCP/EPR Cable | 1 | unit |  | 0
|  |  | 2 | Gel deep cycle Battery | 12 | units |  | 0
|  |  | 3 | Monocrystalline 300 watts Solar Panel | 18 | units |  | 0
|  |  | 4 | 80amp MPPT Solar Charge Controller | 1 | unit |  | 0
|  |  | 5 | 90v -250v Surge protection | 1 | unit |  | 0
|  |  | 6 | Solar array stand | 1 | unit |  | 0
|  |  | 7 | Concrete base for solar array stand. | 1 | unit |  | 0
|  |  |  | Installation (MCB, Battery cables, Load cables, solar array cables, …) i.e. : |  |  |  | 0
|  |  | 8 | AC MCB 120 amps | 1 | pc |  | 0
|  |  | 9 | DC MCB 120 amps | 1 | pc |  | 0
|  |  | 10 | DC PV Disconnect 120 amps | 1 | pc |  | 0
|  |  | 11 | Changeover switch 160Amps | 1 | pc |  | 0
|  |  | 12 | Battery cables – 35mm² Single Core Flex, PVC, PCP Cable | 20 | meter |  | 0
|  |  | 13 | Load cables: 16 mm² Three Core Flex nGS, PVC, PCP/EPR Cable | 35 | meter |  | 0
|  |  | 14 | Alternate supply cable 16 mm² three Core RHZ1 armored Cable. | 20 | meter |  | 0
|  |  | 15 | Solar array cables: 25 mm² | 40 | meter |  | 0
|  |  | 16 | 25 mm² bare single core grounding cable | 20 | meter |  | 0
|  |  | 17 | Battery rack for deep cycle batteries | 1 | unit |  | 0
|  |  | 18 | DC Combiner Box | 1 | unit |  | 0
|  |  | 19 | Solar freezer | 0 | unit |  | 0
|  |  | 20 | Distribution box | 1 | unit |  | 0
|  |  | 21 | Air Conditioner | 0 | unit |  | 0
|  |  | 22 | Solid rod Lightning arrestor | 1 | unit |  | 0
|  |  | 23 | Full Grounding station | 1 | unit |  | 0
|  |  | 24 | Inland transportation of all equipment to site | 1 | item |  | 0
|  |  | 25 | Complete installation of all equipment | 1 | item |  | 0
|  |  | 26 | Commisioning and testing | 1 | item |  | 0 |  | 0
2 | BIDA | FMC BIDA | 1 | DC to AC Inverter | 1 | unit |  | 0
|  |  | 2 | Gel deep cycle Battery | 8 | units |  | 0
|  |  | 3 | Monocrystalline 300 watts Solar Panel | 18 | units |  | 0
|  |  | 4 | 80amp MPPT Solar Charge Controller | 1 | unit |  | 0
|  |  | 5 | 90v -250v Surge protection | 1 | unit |  | 0
|  |  | 6 | Solar array stand | 1 | unit |  | 0
|  |  | 7 | Concrete base for solar array stand. | 1 | unit |  | 0
|  |  |  | Installation (MCB, Battery cables, Load cables, solar array cables, …) i.e. : |  |  |  | 0
|  |  | 8 | AC MCB 120 amps | 1 | pc |  | 0
|  |  | 9 | DC MCB 120 amps | 1 | pc |  | 0
|  |  | 10 | DC PV Disconnect 120 amps | 1 | pc |  | 0
|  |  | 11 | Changeover switch 160Amps | 1 | pc |  | 0
|  |  | 12 | Battery cables – 35mm² Single Core Flex, PVC, PCP Cable | 20 | meter |  | 0
|  |  | 13 | Load cables: 16 mm² Three Core Flex nGS, PVC, PCP/EPR Cable | 35 | meter |  | 0
|  |  | 14 | Alternate supply cable 16 mm² three Core RHZ1 armored Cable. | 20 | meter |  | 0
|  |  | 15 | Solar array cables: 25 mm² | 40 | meter |  | 0
|  |  | 16 | 25 mm² bare single core grounding cable | 20 | meter |  | 0
|  |  | 17 | Battery rack for deep cycle batteries | 1 | unit |  | 0
|  |  | 18 | DC Combiner Box | 1 | unit |  | 0
|  |  | 19 | Solar freezer | 0 | unit |  | 0
|  |  | 20 | Distribution box | 1 | unit |  | 0
|  |  | 21 | Air Conditioner | 0 | unit |  | 0
|  |  | 22 | Solid rod Lightning arrestor | 1 | unit |  | 0
|  |  | 23 | Full Grounding station | 1 | unit |  | 0
|  |  | 24 | Inland transportation of all equipment to site | 1 | item |  | 0
|  |  | 25 | Complete installation of all equipment | 1 | item |  | 0
|  |  | 26 | Commisioning and testing | 1 | item |  | 0 |  | 0
3 | KAGARA | GENERAL HOSPITAL KAGARA | 1 | DC to AC Inverter | 1 | unit |  | 0
|  |  | 2 | Gel deep cycle Battery | 12 | units |  | 0
|  |  | 3 | Monocrystalline 300 watts Solar Panel | 18 | units |  | 0
|  |  | 4 | 80amp MPPT Solar Charge Controller | 1 | unit |  | 0
|  |  | 5 | 90v -250v Surge protection | 1 | unit |  | 0
|  |  | 6 | Solar array stand | 1 | unit |  | 0
|  |  | 7 | Concrete base for solar array stand. | 1 | unit |  | 0
|  |  |  | Installation (MCB, Battery cables, Load cables, solar array cables, …) i.e. : |  |  |  | 0
|  |  | 8 | AC MCB 120 amps | 1 | pc |  | 0
|  |  | 9 | DC MCB 120 amps | 1 | pc |  | 0
|  |  | 10 | DC PV Disconnect 120 amps | 1 | pc |  | 0
|  |  | 11 | Changeover switch 160Amps | 1 | pc |  | 0
|  |  | 12 | Battery cables – 35mm² Single Core Flex, PVC, PCP Cable | 20 | meter |  | 0
|  |  | 13 | Load cables: 16 mm² Three Core Flex nGS, PVC, PCP/EPR Cable | 35 | meter |  | 0
|  |  | 14 | Alternate supply cable 16 mm² three Core RHZ1 armored Cable. | 20 | meter |  | 0
|  |  | 15 | Solar array cables: 25 mm² | 40 | meter |  | 0
|  |  | 16 | 25 mm² bare single core grounding cable | 20 | meter |  | 0
|  |  | 17 | Battery rack for deep cycle batteries | 1 | unit |  | 0
|  |  | 18 | DC Combiner Box | 1 | unit |  | 0
|  |  | 19 | Solar freezer | 0 | unit |  | 0
|  |  | 20 | Distribution box | 1 | unit |  | 0
|  |  | 21 | Air Conditioner | 0 | unit |  | 0
|  |  | 22 | Solid rod Lightning arrestor | 1 | unit |  | 0
|  |  | 23 | Full Grounding station | 1 | unit |  | 0
|  |  | 24 | Inland transportation of all equipment to site | 1 | item |  | 0
|  |  | 25 | Complete installation of all equipment | 1 | item |  | 0
|  |  | 26 | Commisioning and testing | 1 | item |  | 0 |  | 0
4 | KONTAGORA | GENERAL HOSPITAL KONTAGORA | 1 | DC to AC Inverter | 1 | unit |  | 0
|  |  | 2 | Gel deep cycle Battery | 4 | units |  | 0
|  |  | 3 | Monocrystalline 300 watts Solar Panel | 25 | units |  | 0
|  |  | 4 | 80amp MPPT Solar Charge Controller | 1 | unit |  | 0
|  |  | 5 | 90v -250v Surge protection | 1 | unit |  | 0
|  |  | 6 | Solar array stand | 1 | unit |  | 0
|  |  | 7 | Concrete base for solar array stand. | 1 | unit |  | 0
|  |  |  | Installation (MCB, Battery cables, Load cables, solar array cables, …) i.e. : |  |  |  | 0
|  |  | 8 | AC MCB 120 amps | 1 | pc |  | 0
|  |  | 9 | DC MCB 120 amps | 1 | pc |  | 0
|  |  | 10 | DC PV Disconnect 120 amps | 1 | pc |  | 0
|  |  | 11 | Changeover switch 160Amps | 1 | pc |  | 0
|  |  | 12 | Battery cables – 35mm² Single Core Flex, PVC, PCP Cable | 20 | meter |  | 0
|  |  | 13 | Load cables: 16 mm² Three Core Flex nGS, PVC, PCP/EPR Cable | 35 | meter |  | 0
|  |  | 14 | Alternate supply cable 16 mm² three Core RHZ1 armored Cable. | 20 | meter |  | 0
|  |  | 15 | Solar array cables: 25 mm² | 40 | meter |  | 0
|  |  | 16 | 25 mm² bare single core grounding cable | 20 | meter |  | 0
|  |  | 17 | Battery rack for deep cycle batteries | 1 | unit |  | 0
|  |  | 18 | DC Combiner Box | 1 | unit |  | 0
|  |  | 19 | Solar freezer | 0 | unit |  | 0
|  |  | 20 | Distribution box | 1 | unit |  | 0
|  |  | 21 | Air Conditioner | 0 | unit |  | 0
|  |  | 22 | Solid rod Lightning arrestor | 1 | unit |  | 0
|  |  | 23 | Full Grounding station | 1 | unit |  | 0
|  |  | 24 | Inland transportation of all equipment to site | 1 | item |  | 0
|  |  | 25 | Complete installation of all equipment | 1 | item |  | 0
|  |  | 26 | Commisioning and testing | 1 | item |  | 0 |  | 0
5 | LAVUN | GENERAL HOSPITAL KUTIGI | 1 | DC to AC Inverter | 1 | unit |  | 0
|  |  | 2 | Gel deep cycle Battery | 12 | units |  | 0
|  |  | 3 | Monocrystalline 300 watts Solar Panel | 18 | units |  | 0
|  |  | 4 | 80amp MPPT Solar Charge Controller | 1 | unit |  | 0
|  |  | 5 | 90v -250v Surge protection | 1 | unit |  | 0
|  |  | 6 | Solar array stand | 1 | unit |  | 0
|  |  | 7 | Concrete base for solar array stand. | 1 | unit |  | 0
|  |  |  | Installation (MCB, Battery cables, Load cables, solar array cables, …) i.e. : |  |  |  | 0
|  |  | 8 | AC MCB 120 amps | 1 | pc |  | 0
|  |  | 9 | DC MCB 120 amps | 1 | pc |  | 0
|  |  | 10 | DC PV Disconnect 120 amps | 1 | pc |  | 0
|  |  | 11 | Changeover switch 160Amps | 1 | pc |  | 0
|  |  | 12 | Battery cables – 35mm² Single Core Flex, PVC, PCP Cable | 20 | meter |  | 0
|  |  | 13 | Load cables: 16 mm² Three Core Flex nGS, PVC, PCP/EPR Cable | 35 | meter |  | 0
|  |  | 14 | Alternate supply cable 16 mm² three Core RHZ1 armored Cable. | 20 | meter |  | 0
|  |  | 15 | Solar array cables: 25 mm² | 40 | meter |  | 0
|  |  | 16 | 25 mm² bare single core grounding cable | 20 | meter |  | 0
|  |  | 17 | Battery rack for deep cycle batteries | 1 | unit |  | 0
|  |  | 18 | DC Combiner Box | 1 | unit |  | 0
|  |  | 19 | Solar freezer | 0 | unit |  | 0
|  |  | 20 | Distribution box | 1 | unit |  | 0
|  |  | 21 | Air Conditioner | 0 | unit |  | 0
|  |  | 22 | Solid rod Lightning arrestor | 1 | unit |  | 0
|  |  | 23 | Full Grounding station | 1 | unit |  | 0
|  |  | 24 | Inland transportation of all equipment to site | 1 | item |  | 0
|  |  | 25 | Complete installation of all equipment | 1 | item |  | 0
|  |  | 26 | Commisioning and testing | 1 | item |  | 0 |  | 0
6 | LAPAI | GENERAL HOSPITAL LAPAI | 1 | DC to AC Inverter | 1 | unit |  | 0
|  |  | 2 | Gel deep cycle Battery | 12 | units |  | 0
|  |  | 3 | Monocrystalline 300 watts Solar Panel | 22 | units |  | 0
|  |  | 4 | 80amp MPPT Solar Charge Controller | 1 | unit |  | 0
|  |  | 5 | 90v -250v Surge protection | 1 | unit |  | 0
|  |  | 6 | Solar array stand | 1 | unit |  | 0
|  |  | 7 | Concrete base for solar array stand. | 1 | unit |  | 0
|  |  |  | Installation (MCB, Battery cables, Load cables, solar array cables, …) i.e. : |  |  |  | 0
|  |  | 8 | AC MCB 120 amps | 1 | pc |  | 0
|  |  | 9 | DC MCB 120 amps | 1 | pc |  | 0
|  |  | 10 | DC PV Disconnect 120 amps | 1 | pc |  | 0
|  |  | 11 | Changeover switch 160Amps | 1 | pc |  | 0
|  |  | 12 | Battery cables – 35mm² Single Core Flex, PVC, PCP Cable | 20 | meter |  | 0
|  |  | 13 | Load cables: 16 mm² Three Core Flex nGS, PVC, PCP/EPR Cable | 35 | meter |  | 0
|  |  | 14 | Alternate supply cable 16 mm² three Core RHZ1 armored Cable. | 20 | meter |  | 0
|  |  | 15 | Solar array cables: 25 mm² | 40 | meter |  | 0
|  |  | 16 | 25 mm² bare single core grounding cable | 20 | meter |  | 0
|  |  | 17 | Battery rack for deep cycle batteries | 1 | unit |  | 0
|  |  | 18 | DC Combiner Box | 1 | unit |  | 0
|  |  | 19 | Solar freezer | 0 | unit |  | 0
|  |  | 20 | Distribution box | 1 | unit |  | 0
|  |  | 21 | Air Conditioner | 1 | unit |  | 0
|  |  | 22 | Solid rod Lightning arrestor | 1 | unit |  | 0
|  |  | 23 | Full Grounding station | 1 | unit |  | 0
|  |  | 24 | Inland transportation of all equipment to site | 1 | item |  | 0
|  |  | 25 | Complete installation of all equipment | 1 | item |  | 0
|  |  | 26 | Commisioning and testing | 1 | item |  | 0
|  |  | 27 | Automatic voltage regulator | 0 | unit |  | 0
|  |  | 28 | Extraction fan | 1 | unit |  | 0 |  | 0
7 | MOKWA | GENERAL HOSPITAL MOKWA | 1 | DC to AC Inverter | 1 | unit |  | 0
|  |  | 2 | Gel deep cycle Battery | 8 | units |  | 0
|  |  | 3 | Monocrystalline 300 watts Solar Panel | 18 | units |  | 0
|  |  | 4 | 80amp MPPT Solar Charge Controller | 1 | unit |  | 0
|  |  | 5 | 90v -250v Surge protection | 1 | unit |  | 0
|  |  | 6 | Solar array stand | 1 | unit |  | 0
|  |  | 7 | Concrete base for solar array stand. | 1 | unit |  | 0
|  |  |  | Installation (MCB, Battery cables, Load cables, solar array cables, …) i.e. : |  |  |  | 0
|  |  | 8 | AC MCB 120 amps | 1 | pc |  | 0
|  |  | 9 | DC MCB 120 amps | 1 | pc |  | 0
|  |  | 10 | DC PV Disconnect 120 amps | 1 | pc |  | 0
|  |  | 11 | Changeover switch 160Amps | 1 | pc |  | 0
|  |  | 12 | Battery cables – 35mm² Single Core Flex, PVC, PCP Cable | 20 | meter |  | 0
|  |  | 13 | Load cables: 16 mm² Three Core Flex nGS, PVC, PCP/EPR Cable | 35 | meter |  | 0
|  |  | 14 | Alternate supply cable 16 mm² three Core RHZ1 armored Cable. | 20 | meter |  | 0
|  |  | 15 | Solar array cables: 25 mm² | 40 | meter |  | 0
|  |  | 16 | 25 mm² bare single core grounding cable | 20 | meter |  | 0
|  |  | 17 | Battery rack for deep cycle batteries | 1 | unit |  | 0
|  |  | 18 | DC Combiner Box | 1 | unit |  | 0
|  |  | 19 | Solar freezer | 0 | unit |  | 0
|  |  | 20 | Distribution box | 1 | unit |  | 0
|  |  | 21 | Air Conditioner | 1 | unit |  | 0
|  |  | 22 | Solid rod Lightning arrestor | 1 | unit |  | 0
|  |  | 23 | Full Grounding station | 1 | unit |  | 0
|  |  | 24 | Inland transportation of all equipment to site | 1 | item |  | 0
|  |  | 25 | Complete installation of all equipment | 1 | item |  | 0
|  |  | 26 | Commisioning and testing | 1 | item |  | 0 |  | 0
8 | BORGU | GENERAL HOSPITAL NEW BUSSA | 1 | DC to AC Inverter | 1 | unit |  | 0
|  |  | 2 | Gel deep cycle Battery | 8 | units |  | 0
|  |  | 3 | Monocrystalline 300 watts Solar Panel | 18 | units |  | 0
|  |  | 4 | 80amp MPPT Solar Charge Controller | 1 | unit |  | 0
|  |  | 5 | 90v -250v Surge protection | 1 | unit |  | 0
|  |  | 6 | Solar array stand | 1 | unit |  | 0
|  |  | 7 | Concrete base for solar array stand. | 1 | unit |  | 0
|  |  |  | Installation (MCB, Battery cables, Load cables, solar array cables, …) i.e. : |  |  |  | 0
|  |  | 8 | AC MCB 120 amps | 1 | pc |  | 0
|  |  | 9 | DC MCB 120 amps | 1 | pc |  | 0
|  |  | 10 | DC PV Disconnect 120 amps | 1 | pc |  | 0
|  |  | 11 | Changeover switch 160Amps | 1 | pc |  | 0
|  |  | 12 | Battery cables – 35mm² Single Core Flex, PVC, PCP Cable | 20 | meter |  | 0
|  |  | 13 | Load cables: 16 mm² Three Core Flex nGS, PVC, PCP/EPR Cable | 35 | meter |  | 0
|  |  | 14 | Alternate supply cable 16 mm² three Core RHZ1 armored Cable. | 20 | meter |  | 0
|  |  | 15 | Solar array cables: 25 mm² | 40 | meter |  | 0
|  |  | 16 | 25 mm² bare single core grounding cable | 20 | meter |  | 0
|  |  | 17 | Battery rack for deep cycle batteries | 1 | unit |  | 0
|  |  | 18 | DC Combiner Box | 1 | unit |  | 0
|  |  | 19 | Solar freezer | 0 | unit |  | 0
|  |  | 20 | Distribution box | 1 | unit |  | 0
|  |  | 21 | Air Conditioner | 0 | unit |  | 0
|  |  | 22 | Solid rod Lightning arrestor | 1 | unit |  | 0
|  |  | 23 | Full Grounding station | 1 | unit |  | 0
|  |  | 24 | Inland transportation of all equipment to site | 1 | item |  | 0
|  |  | 25 | Complete installation of all equipment | 1 | item |  | 0
|  |  | 26 | Commisioning and testing | 1 | item |  | 0 |  | 0
9 | SULEJA | GENERAL HOSPITAL SULEJA | 1 | DC to AC Inverter | 1 | unit |  | 0
|  |  | 2 | Gel deep cycle Battery | 8 | units |  | 0
|  |  | 3 | Monocrystalline 300 watts Solar Panel | 18 | units |  | 0
|  |  | 4 | 80amp MPPT Solar Charge Controller | 1 | unit |  | 0
|  |  | 5 | 90v -250v Surge protection | 1 | unit |  | 0
|  |  | 6 | Solar array stand | 1 | unit |  | 0
|  |  | 7 | Concrete base for solar array stand. | 1 | unit |  | 0
|  |  |  | Installation (MCB, Battery cables, Load cables, solar array cables, …) i.e. : |  |  |  | 0
|  |  | 8 | AC MCB 120 amps | 1 | pc |  | 0
|  |  | 9 | DC MCB 120 amps | 1 | pc |  | 0
|  |  | 10 | DC PV Disconnect 120 amps | 1 | pc |  | 0
|  |  | 11 | Changeover switch 160Amps | 1 | pc |  | 0
|  |  | 12 | Battery cables – 35mm² Single Core Flex, PVC, PCP Cable | 20 | meter |  | 0
|  |  | 13 | Load cables: 16 mm² Three Core Flex nGS, PVC, PCP/EPR Cable | 35 | meter |  | 0
|  |  | 14 | Alternate supply cable 16 mm² three Core RHZ1 armored Cable. | 20 | meter |  | 0
|  |  | 15 | Solar array cables: 25 mm² | 40 | meter |  | 0
|  |  | 16 | 25 mm² bare single core grounding cable | 20 | meter |  | 0
|  |  | 17 | Battery rack for deep cycle batteries | 1 | unit |  | 0
|  |  | 18 | DC Combiner Box | 1 | unit |  | 0
|  |  | 19 | Solar freezer | 0 | unit |  | 0
|  |  | 20 | Distribution box | 1 | unit |  | 0
|  |  | 21 | Air Conditioner | 0 | unit |  | 0
|  |  | 22 | Solid rod Lightning arrestor | 1 | unit |  | 0
|  |  | 23 | Full Grounding station | 1 | unit |  | 0
|  |  | 24 | Inland transportation of all equipment to site | 1 | item |  | 0
|  |  | 25 | Complete installation of all equipment | 1 | item |  | 0
|  |  | 26 | Commisioning and testing | 1 | item |  | 0
|  |  | 27 | Automatic voltage regulator | 0 | unit |  | 0
|  |  | 28 | Extraction fan | 1 | unit |  | 0 |  | 0
10 | TAFA | UMARU MUSA YAR'ADUA MEMORIAL HOSPITAL SABON WUSE | 1 | DC to AC Inverter | 1 | unit |  | 0
|  |  | 2 | Gel deep cycle Battery | 10 | units |  | 0
|  |  | 3 | Monocrystalline 300 watts Solar Panel | 24 | units |  | 0
|  |  | 4 | 80amp MPPT Solar Charge Controller | 1 | unit |  | 0
|  |  | 5 | 90v -250v Surge protection | 1 | unit |  | 0
|  |  | 6 | Solar array stand | 1 | unit |  | 0
|  |  | 7 | Concrete base for solar array stand. | 1 | unit |  | 0
|  |  |  | Installation (MCB, Battery cables, Load cables, solar array cables, …) i.e. : |  |  |  | 0
|  |  | 8 | AC MCB 120 amps | 1 | pc |  | 0
|  |  | 9 | DC MCB 120 amps | 1 | pc |  | 0
|  |  | 10 | DC PV Disconnect 120 amps | 1 | pc |  | 0
|  |  | 11 | Changeover switch 160Amps | 1 | pc |  | 0
|  |  | 12 | Battery cables – 35mm² Single Core Flex, PVC, PCP Cable | 20 | meter |  | 0
|  |  | 13 | Load cables: 16 mm² Three Core Flex nGS, PVC, PCP/EPR Cable | 35 | meter |  | 0
|  |  | 14 | Alternate supply cable 16 mm² three Core RHZ1 armored Cable. | 20 | meter |  | 0
|  |  | 15 | Solar array cables: 25 mm² | 40 | meter |  | 0
|  |  | 16 | 25 mm² bare single core grounding cable | 20 | meter |  | 0
|  |  | 17 | Battery rack for deep cycle batteries | 1 | unit |  | 0
|  |  | 18 | DC Combiner Box | 1 | unit |  | 0
|  |  | 19 | Solar freezer | 0 | unit |  | 0
|  |  | 20 | Distribution box | 1 | unit |  | 0
|  |  | 21 | Air Conditioner | 0 | unit |  | 0
|  |  | 22 | Solid rod Lightning arrestor | 1 | unit |  | 0
|  |  | 23 | Full Grounding station | 1 | unit |  | 0
|  |  | 24 | Inland transportation of all equipment to site | 1 | item |  | 0
|  |  | 25 | Complete installation of all equipment | 1 | item |  | 0
|  |  | 26 | Commisioning and testing | 1 | item |  | 0 |  | 0